## Tubing System
[6 empty] | NAME | TIER 3 DIST PRICING
[6 empty] | DATE | 2025-01-01
QUOTE FILE NAME
Price list 1-2025 |  |  |  | ENTER
info@rapidairproducts.com |  | LIST | DIST | QTY |  | PIPE |  |  | lbs | list
PH 800-954-3310 | PART # | PRICE | COST | HERE | TOTAL | SIZE | DESCRIPTION | LBS | total | total
TUBING BLUE
| M6026 | 127.49 | 76.49 |  | 0 | 1/2" | 1/2" MAXLINE TUBING 100FT ROLL, includes bevel tool and cutter, non returnable | 10 | 0 | 0
| M6027 | 267.99 | 160.79 |  | 0 | 1/2" | 1/2" MAXLINE TUBING 300FT ROLL, includes bevel tool and cutter, non returnable | 27 | 0 | 0
| M6030 | 199.49 | 119.69 |  | 0 | 3/4" | 3/4" MAXLINE TUBING 100FT ROLL, includes bevel tool and cutter, non returnable | 18 | 0 | 0
| M6031 | 499.49 | 299.69 |  | 0 | 3/4" | 3/4" MAXLINE TUBING 300FT ROLL, includes bevel tool and cutter, non returnable | 50 | 0 | 0
| M6032 | 270.99 | 162.59 |  | 0 | 1" | 1" MAXLINE TUBING 100FT ROLL includes bevel tool and cutter, non returnable | 26 | 0 | 0
| M6033 | 774.99 | 464.99 |  | 0 | 1" | 1" MAXLINE TUBING 300FT ROLL, includes bevel tool and cutter, non returnable | 71 | 0 | 0
| M6520-100 | 619.47 | 371.68 |  | 0 | 2" | 2" MAXLINE 100 FT ROLL does not include deburr tool, crimp tool or cutter, non returnable | 0 | 0 | 0
| M6520 | 1197.54 | 718.53 |  | 0 | 2" | 2" MAXLINE TUBING 200FT ROLL, does not include deburr tool, crimp tool or cutter, non returnable | 1.12 | 0 | 0
0
| M6026-25 | 29.95 | 17.97 |  | 0 | 1/2" | MAXLINE 1/2 TUBING X 25 FT with instruction sheet, non returnable | 5 | 0 | 0
| M6026-50 | 51.97 | 31.18 |  | 0 | 1/2" | MAXLINE 1/2 TUBING X 50 FT with instruction sheet, non returnable | 7 | 0 | 0
| M6030-25 | 51.95 | 31.17 |  | 0 | 3/4" | MAXLINE 3/4 TUBING X 25 FT with instruction sheet, non returnable | 10 | 0 | 0
| M6030-50 | 103.97 | 62.38 |  | 0 | 3/4" | MAXLINE 3/4 TUBING X 50 FT with instruction sheet, non returnable | 7 | 0 | 0
| M6032-25 | 72.29 | 43.37 |  | 0 | 1" | MAXLINE 1" TUBING X 25 FT with instruction sheet, non returnable | 15 | 0 | 0
| M6032-50 | 144.58 | 86.75 |  | 0 | 1" | MAXLINE 1" TUBING X 50 FT with instruction sheet, non returnable | 100 | 0 | 0
| TUBING GREEN | [6 empty] | 0
| M6026G | 114.97 | 68.98 |  | 0 | 1/2" | 1/2" MAXLINE TUBING 100FT ROLL, GREEN, includes bevel tool and cutter, non returnable | 27 | 0 | 0
| M6027G | 298.9 | 179.34 |  | 0 | 1/2" | 1/2" MAXLINE TUBING 300FT ROLL, GREEN, includes bevel tool and cutter, non returnable | 18 | 0 | 0
| M6030G | 217.97 | 130.78 |  | 0 | 3/4" | 3/4" MAXLINE TUBING 100FT ROLL, GREEN, includes bevel tool and cutter, non returnable | 50 | 0 | 0
| M6031G | 539.59 | 323.75 |  | 0 | 3/4" | 3/4" MAXLINE TUBING 300FT ROLL, GREEN, includes bevel tool and cutter, non returnable | 26 | 0 | 0
| M6032G | 287.99 | 172.79 |  | 0 | 1" | 1" MAXLINE TUBING 100FT ROLL, GREEN, includes bevel tool and cutter, non returnable | 71 | 0 | 0
| M6033G | 749.95 | 449.97 |  | 0 | 1" | 1" MAXLINE TUBING 300FT ROLL, GREEN includes bevel tool and cutter, non returnable | 166 | 0 | 0
| MOUNTING | [6 empty] | 0
| M8064 | 14.3 | 8.58 |  | 0 | 1/2" | 1/2" PIPE CLIP MAXLINE 10/PACK | 0.18 | 0 | 0
| M8065 | 19.94 | 11.96 |  | 0 | 3/4" | 3/4" PIPE CLIP MAXLINE 10/PACK | 0.38 | 0 | 0
| M8066 | 25.94 | 15.57 |  | 0 | 1" | 1" PIPE CLIP MAXLINE 10/PACK | 0.58 | 0 | 0
| ST010T062 | 3.36 | 2.01 |  | 0 | 1/2" | 1/2" MAXLINE STRUT CUSHION CLAMP .62 O.D 5/8"" TUBING | 0.125 | 0 | 0
STRUT CLAMP | F0022 | 3.92 | 2.35 |  | 0 | 3/4" | 1" FASTPIPE, 1" TUBING, STRUT CUSHION CLAMP 1.00 O.D. (ALSO 3/4 MAXLINE) | 0.156 | 0 | 0
| ST035NP100 | 3.79 | 2.27 |  | 0 | 1" | 1" MAXLINE STRUT CUSHION CLAMP 1"" N. PIPE 1.31 O.D. | 0.2125 | 0 | 0
| ST068T250 | 5.52 | 3.31 |  | 0 | 2" | 2" MAXLINE STRUT CUSHION CLAMP 63MM -2-1/2" ALUM PIPE | 0.45 | 0 | 0
| UNION | [6 empty] | 0
| MC8021 | 13.1 | 7.86 |  | 0 | 1/2" | 1/2" UNION FITTING COMPRESSED FLEXIBLE TUBING | 0.08 | 0 | 0
| MC8022 | 25.52 | 15.31 |  | 0 | 3/4" | 3/4" UNION FITTING COMPRESSED FLEXIBLE TUBING | 0.21 | 0 | 0
| MC8023 | 33.58 | 20.15 |  | 0 | 1" | 1" UNION FITTING COMPRESSED FLEXIBLE TUBING | 0.32 | 0 | 0
| M8525 | 85.2 | 51.12 |  | 0 | 2" | 2" UNION FITTING MAXLINE | 3.313 | 0 | 0
0
| MC8024 | 25.04 | 15.03 |  | 0 | 3/4" | 3/4" X 1/2" REDUCING UNION FITTING COMPRESSED FLEXIBLE TUBING | 0.15 | 0 | 0
| MC8020 | 32.71 | 19.63 |  | 0 | 1" | 1" X 1/2" REDUCING UNION FITTING COMPRESSED FLEXIBLE TUBING | 0.21 | 0 | 0
| MC8025 | 33.98 | 20.39 |  | 0 | 1" | 1" X 3/4" REDUCING UNION FITTING COMPRESSED FLEXIBLE TUBING | 0.27 | 0 | 0
| 90 DEG ELBOW | [6 empty] | 0
| MC8080 | 13.18 | 7.91 |  | 0 | 1/2" | 1/2" ELBOW FITTING COMPRESSED FLEXIBLE TUBING | 0.11 | 0 | 0
| MC8067 | 29.02 | 17.41 |  | 0 | 3/4" | 3/4" ELBOW COMPRESSED FLEXIBLE TUBING | 0.27 | 0 | 0
| MC8068 | 38.38 | 23.03 |  | 0 | 1" | 1" ELBOW COMPRESSED FLEXIBLE TUBING | 0.42 | 0 | 0
| M8535 | 91.78 | 55.07 |  | 0 | 2" | 2" ELBOW FITTING MAXLINE | 1.313 | 0 | 0
| EQUAL TEE | [6 empty] | 0
| MC8010 | 17.58 | 10.55 |  | 0 | 1/2" | 1/2" EQUAL TEE COMPRESSED FLEXIBLE TUBING | 0.15 | 0 | 0
| MC8011 | 31.9 | 19.14 |  | 0 | 3/4" | 3/4" EQUAL TEE COMPRESSED FLEXIBLE TUBING | 0.38 | 0 | 0
| MC8012 | 41.45 | 24.87 |  | 0 | 1" | 1" EQUAL TEE COMPRESSED FLEXIBLE TUBING | 0.58 | 0 | 0
| M8530 | 124.95 | 74.97 |  | 0 | 2" | 2" TEE FITTING MAXLINE | 2.2 | 0 | 0
| REDUCING TEE X TUBE | [6 empty] | 0
| MC8014 | 27.84 | 16.7 |  | 0 | 1/2" | 3/4" REDUCING TEE FITTING, DROP LEG 1/2" COMPRESSED FLEXIBLE TUBING | 0.31 | 0 | 0
| MC8016 | 49.59 | 29.75 |  | 0 | 3/4" | 1" REDUCING TEE FITTING, DROP LEG 1/2" COMPRESSED FLEXIBLE TUBING | 0.46 | 0 | 0
| MC8018 | 42.84 | 25.7 |  | 0 | 1" | 1" REDUCING TEE FITTING, DROP LEG 3/4" COMPRESSED FLEXIBLE TUBING | 0.56 | 0 | 0
| REDUCING TEE NPT MAIN PIPE DROP FEMALE NPT | [6 empty] | 0
| MC8019 | 17.83 | 10.7 |  | 0 | 1/2" | 1/2" REDUCING TEE X 1/2" FEMALE NPT COMPRESSED FLEXIBLE TUBING | 0.16 | 0 | 0
| MC8078 | 32.23 | 19.34 |  | 0 | 3/4" | 3/4" REDUCING TEE, 1/2" FEMALE NPT DROP LEG COMPRESSED FLEXIBLE TUBING | 0.34 | 0 | 0
| MC8089 | 38.38 | 23.03 |  | 0 | 1" | 1" REDUCING TEE, 3/4" FEMALE NPT DROP LEG, COMPRESSED FLEXIBLE TUBING | 0.48 | 0 | 0
| M8531 | 99.75 | 59.85 |  | 0 | 2" | 2" REDUCING TEE X 1"" FEMALE NPT FITTING MAXLINE | 2.5 | 0 | 0
0
0
0
0
| MALE THREADED ADAPTER NPT | [6 empty] | 0
| MC8001 | 9.71 | 5.82 |  | 0 | 1/2" | 1/2" COMPRESSED FLEXIBLE TUBING X 3/8" MALE NPT STRAIGHT FITTING | 0.09 | 0 | 0
| MC8002 | 10.3 | 6.18 |  | 0 | 1/2" | 1/2" COMPRESSED FLEXIBLE TUBING X 1/2" MALE NPT STRAIGHT FITTING | 0.09 | 0 | 0
| MC8005 | 20.81 | 12.48 |  | 0 | 3/4" | 3/4" COMPRESSED FLEXIBLE TUBING X 1/2" MALE NPT FITTING | 0.18 | 0 | 0
| MC8003 | 22.32 | 13.39 |  | 0 | 3/4" | 3/4" COMPRESSED FLEXIBLE TUBING X 3/4" MALE NPT FITTING | 0.18 | 0 | 0
| MC8015 | 55.42 | 33.25 |  | 0 | 1" | 1" COMPRESSED FLEXIBLE TUBING X 3/4" MALE NPT STRAIGHT FITTING | 0.33 | 0 | 0
| MC8004 | 27.24 | 16.34 |  | 0 | 1" | 1" COMPRESSED FLEXIBLE TUBING X 1" MALE NPT STRAIGHT FITTING | 0.33 | 0 | 0
| M8541 | 74.99 | 44.99 |  | 0 | 2" | 2" MAXLINE X 1" MALE NPTF STRAIGHT FITTING | 1.75 | 0 | 0
| M8542 | 79.95 | 47.97 |  | 0 | 2" | 2" MAXLINE X 2" MALE NPTF STRAIGHT FITTING | 0.188 | 0 | 0
| MALE THREADED ADAPTER ELBOW NPT | [6 empty] | 0
| MC8085 | 19.97 | 11.98 |  | 0 | 1/2" | 1/2" COMPRESSED FLEXIBLE TUBING X 1/2" MALE NPT ELBOW FITTING | 0.1 | 0 | 0
| MC8086 | 31.91 | 19.15 |  | 0 | 3/4" | 3/4" COMPRESSED FLEXIBLE TUBING X 1/2" MALE NPT ELBOW FITTING | 0.36 | 0 | 0
| MC8088 | 36.03 | 21.62 |  | 0 | 3/4" | 3/4" COMPRESSED FLEXIBLE TUBING X 3/4" MALE NPT ELBOW FITTING | 0.41 | 0 | 0
| MC8090 | 28.06 | 16.83 |  | 0 | 1" | 1" COMPRESSED FLEXIBLE TUBING X 1" MALE NPT ELBOW FITTING | 0.47 | 0 | 0
| FEMALE THREADED ADAPTER NPT | [6 empty] | 0
| MC8006 | 11.69 | 7.01 |  | 0 | 1/2" | 1/2" COMPRESSED FLEXIBLE TUBING X 1/2" FEMALE NPT STRAIGHT FITTING | 0.09 | 0 | 0
| MC8007 | 24.89 | 14.93 |  | 0 | 3/4" | 3/4" COMPRESSED FLEXIBLE TUBING X 3/4" FEMALE NPT STRAIGHT FITTING | 0.18 | 0 | 0
0
0
0
| MC8009 | 17.83 | 10.7 |  | 0 | 1/2" | 1/2" COMPRESSED FLEXIBLE TUBING SINGLE PORT ELBOW, 1/2" FEMALE NPT | 0.14 | 0 | 0
0
| INLINE VALVE | [6 empty] | 0
| MC8038 | 47.28 | 28.37 |  | 0 | 1/2" | 1/2" INLINE HAND VALVE COMPRESSED FLEXIBLE TUBING standard handle | 0.27 | 0 | 0
| MC8039 | 47.84 | 28.71 |  | 0 | 3/4" | 3/4" INLINE HAND VALVE COMPRESSED FLEXIBLE TUBING | 0.55 | 0 | 0
| MC8040 | 82.1 | 49.26 |  | 0 | 1" | 1" INLINE HAND VALVE COMPRESSED FLEXIBLE TUBING | 0.84 | 0 | 0
| END CAP | [6 empty] | 0
| MC8026 | 17.29 | 10.38 |  | 0 | 1/2" | 1/2" END CAP FITTING COMPRESSED FLEXIBLE TUBING | 0.07 | 0 | 0
| MC8027 | 19.82 | 11.89 |  | 0 | 3/4" | 3/4" END CAP FITTING COMPRESSED FLEXIBLE TUBING | 0.17 | 0 | 0
| MC8028 | 24.48 | 14.69 |  | 0 | 1" | 1" END CAP FITTING COMPRESSED FLEXIBLE TUBING | 0.2 | 0 | 0
| WALL OUTLET (ON WALL) SINGLE PORT | [6 empty] | 0
| MC3810 | 42.95 | 25.77 |  | 0 | 1/2" | 1/2" SINGLE PORT OUTLET, 1/4" NPT OUTLET PORT , COMPRESSED FLEXIBLE TUBING | 1.04 | 0 | 0
| MC3810V | 52.42 | 31.45 |  | 0 | 1/2" | 1/2" SINGLE PORT OUTLET, 1/4" NPT OUTLET PORT, WITH SHUTOFF , COMPRESSED FLEXIBLE TUBING | 1.23 | 0 | 0
| MC8101 | 53.44 | 32.06 |  | 0 | 1/2" | 1/2" SINGLE PORT OUTLET, 1/2" NPT OUTLET PORT , COMPRESSED FLEXIBLE TUBING | 0.9 | 0 | 0
| MC8101V | 69.41 | 41.65 |  | 0 | 1/2" | 1/2" SINGLE PORT OUTLET, 1/2" NPT OUTLET PORT, WITH SHUTOFF , COMPRESSED FLEXIBLE TUBING | 1.32 | 0 | 0
| MC7510 | 56.95 | 34.17 |  | 0 | 3/4" | 3/4" SINGLE PORT OUTLET, 1/2" NPT OUTLET PORT , COMPRESSED FLEXIBLE TUBING | 1.06 | 0 | 0
| MC7510V | 73.19 | 43.91 |  | 0 | 3/4" | 3/4" SINGLE PORT OUTLET, 1/2" NPT OUTLET PORT, WITH SHUTOFF , COMPRESSED FLEXIBLE TUBING | 1.58 | 0 | 0
| MC7510-2 | 71.95 | 43.17 |  | 0 | 3/4" | 3/4" 2 PORT OUTLET, 1/2 NPT & 1/4 NPT , COMPRESSED FLEXIBLE TUBING | 1.1 | 0 | 0
| MC7510-2V | 91.72 | 55.03 |  | 0 | 3/4" | 3/4" 2 PORT OUTLET, 1/2 NPT & 1/4 NPT, W SHUTOFF , COMPRESSED FLEXIBLE TUBING | 1.43 | 0 | 0
| WALL OUTLET (ON WALL) MULTI PORT 4X | [6 empty] | 0
| MC8200 | 71.9 | 43.14 |  | 0 | 1/2" | 1/2" MULTI PORT OUTLET, 1/2" NPT PORT (4X), , COMPRESSED FLEXIBLE TUBING | 1.32 | 0 | 0
| MC8200V | 92.06 | 55.24 |  | 0 | 1/2" | 1/2" MULTI PORT OUTLET, 1/2" NPT PORT (4X), W SHUTOFF , COMPRESSED FLEXIBLE TUBING | 2.15 | 0 | 0
| MC8201 | 81.71 | 49.03 |  | 0 | 3/4" | 3/4" MULTI PORT OUTLET, 1/2" NPT PORT (4X), , COMPRESSED FLEXIBLE TUBING | 1.5 | 0 | 0
| MC8201V | 115.04 | 69.02 |  | 0 | 3/4" | 3/4" MULTI PORT OUTLET, 1/2" NPT PORT (4X), W SHUTOFF , COMPRESSED FLEXIBLE TUBING | 2.1 | 0 | 0
| MC8203 | 105.02 | 63.01 |  | 0 | 1" | 1" MULTI PORT OUTLET, 1/2" NPT PORT (4X), , COMPRESSED FLEXIBLE TUBING | 1.7 | 0 | 0
| MC8203V | 136.68 | 82.01 |  | 0 | 1" | 1" MULTI PORT OUTLET, 1/2" NPT PORT (4X), W SHUTOFF , COMPRESSED FLEXIBLE TUBING | 2.4 | 0 | 0
| THRU WALL OUTLET | [6 empty] | 0
0
| MC3810W | 64.69 | 38.81 |  | 0 | 1/2" | 1/2" SINGLE PORT OUTLET, THRU WALL, 1/4" NPT OUTLET PORT , COMPRESSED FLEXIBLE TUBING | 1.2 | 0 | 0
| MC7510W | 92.85 | 55.71 |  | 0 | 3/4" | 3/4" SINGLE PORT OUTLET, THRU WALL, 1/2" NPT OUTLET PORT , COMPRESSED FLEXIBLE TUBING | 1.29 | 0 | 0
0
| TOOLS | [6 empty] | 0
| MC8054-10 | 5.99 | 3.59 |  | 0 | 1/2" | 1/2" REPLACEMENT ORING COMPRESSED FLEXIBLE TUBING | 0.02 | 0 | 0
| MC8055-10 | 6.99 | 4.19 |  | 0 | 1/2" | 3/4" REPLACEMENT ORING COMPRESSED FLEXIBLE TUBING- PACK OF 10 | 0.03 | 0 | 0
| MC8056-10 | 7.99 | 4.79 |  | 0 | 1/2" | 1" REPLACEMENT ORING COMPRESSED FLEXIBLE TUBING | 0.04 | 0 | 0
| M8559 | 7.75 | 4.65 |  | 0 | 2" | 2" MAXLINE ORING | 60 | 0 | 0
| MC8092 | 209.95 | 209.95 |  | 0 | 1/2" | 1/2"-3/4"-1" HAND CRIMP TOOL COMPRESSED FLEXIBLE TUBING | 13 | 0 | 0
| M8091 | 14.59 | 10.21 |  | 0 | 1/2" | TUBING CUTTER MAXLINE 1/2" AND 3/4" non returnable | 0.19 | 0 | 0
| M8051 | 28.75 | 17.25 |  | 0 | 1/2" | 1", 3/4", 1/2" MAXLINE-DURATEC TUBING CUTTER (RED), non returnable | 0 | 0 | 0
| M8095 | 10.75 | 7.53 |  | 0 | 1/2" | 1/2-3/4-1" MAXLINE BEVELING TOOL, non returnable | 6.6 | 0 | 0
0
| M8551 | 50.95 | 30.57 |  | 0 | 1/2" | 2" MAXLINE CUTTER, non returnable | 0.063 | 0 | 0
| M8595 | 51.25 | 35.87 |  | 0 | 1/2" | 2" MAXLINE DEBURR TOOL, non returnable | 16 | 0 | 0
| FC0190 | 737.89 | 516.52 |  | 0 |  | HAND PUMP PRESS TOOL | 24 | 0 | 0
| M8591 | 469.91 | 328.94 |  | 0 |  | 2" MAXLINE CRIMP HEAD, WITH ALUMINUM EXPANDER PLUG | 1.063 | 0 | 0
| M8097 | 177.94 | 106.77 |  | 0 | 1/2" | MAXLINE STRAIGHTENING TOOL, 7 WHEEL, non returnable | 1 | 0 | 0
| M8096 | 179.95 | 107.97 |  | 0 | 1/2" | MAXLINE BENDER TOOL KIT, WITH DIES FOR 1/2, 3/4, 1", non returnable | 8 | 0 | 0
| TRANSITION FITTING RIGID X ROLLED TUBING | [6 empty] | 0
| FC1050 | 39.66 | 23.8 |  | 0 | 3/4" | 3/4" COMPRESSED PIPE X 1/2" COMPRESSED TUBING TRANSITION UNION | 0.2 | 0 | 0
| FC1075 | 46.35 | 27.81 |  | 0 | 3/4" | 3/4" COMPRESSED PIPE X 3/4" COMPRESSED TUBING TRANSITION UNION | 0.2 | 0 | 0
| FC1100 | 55.9 | 33.54 |  | 0 | 3/4" | 3/4" COMPRESSED PIPE X 1" COMPRESSED TUBING TRANSITION UNION | 0.2 | 0 | 0
| FC2050 | 41.43 | 24.86 |  | 0 | 1" | 1" COMPRESSED PIPE X 1/2" COMPRESSED TUBING TRANSITION UNION | 0.2 | 0 | 0
| FC2075 | 47.8 | 28.68 |  | 0 | 1" | 1" COMPRESSED PIPE X 3/4" COMPRESSED TUBING TRANSITION UNION | 0.2 | 0 | 0
| FC2100 | 57.35 | 34.41 |  | 0 | 1" | 1" COMPRESSED PIPE X 1" COMPRESSED TUBING TRANSITION UNION | 0.2 | 0 | 0
| ADDITIONAL PARTS | [6 empty] | 0
|  | 0 | 0 |  | 0 |  | 0 | 0 | 0 | 0
|  | 0 | 0 |  | 0 |  | 0 | 0 | 0 | 0
|  | 0 | 0 |  | 0 |  | 0 | 0 | 0 | 0
|  | 0 | 0 |  | 0 |  | 0 | 0 | 0 | 0
|  | 0 | 0 |  | 0 |  | 0 | 0 | 0 | 0
|  | 0 | 0 |  | 0 |  | 0 | 0 | 0 | 0
|  | 0 | 0 |  | 0 |  | 0 | 0 | 0 | 0
|  | 0 | 0 |  | 0 |  | 0 | 0 | 0 | 0
|  | 0 | 0 |  | 0 |  | 0 | 0 | 0 | 0
|  | 0 | 0 |  | 0 |  | 0 | 0 | 0 | 0
|  | 0 | 0 |  | 0 |  | 0 | 0 | 0 | 0
|  | 0 | 0 |  | 0 |  | 0 | 0 | 0 | 0
|  | 0 | 0 |  | 0 |  | 0 | 0 | 0 | 0
|  | 0 | 0 |  | 0 |  | 0 | 0 | 0 | 0
|  | 0 | 0 |  | 0 |  | 0 | 0 | 0 | 0
|  | LIST TOTAL |  |  | DIST TOTAL
|  | 0 |  |  | 0 | PARTS
[5 empty] | 0 |  | ADDITIONAL DISCOUNT if applicable.
[5 empty] | 0 | SHIP | Ship rate based on fully commercial delivery/semi access no added services-rates subject to change
[5 empty] | 0 | GRAND TOTAL | Purchases made for these goods subject to Terms & Conditions of Sale/Limited Warranty found @ rapidairproducts.com Applicable sales tax added at time of purchase. QUOTE GOOD FOR 30 DAYS
WEIGHTS LBS
TUBING | 0
FITTINGS | 0
TOTAL | 0
Quoted Carrier

## 1
PART NUMBER | LINE DESCRIPTION | 2025 List Price | Tier 3 Price | Weight
20100 | RAPIDAIR TUBING, 1/2" NYLON, 100 FT ROLL, non returnable | 81.95 | 49.17 | 6
20200 | RAPIDAIR TUBING CLAMP, 12 PCS PER PACK | 6.12 | 3.67 | 0.03
50100 | 3/8" NPT STRAIGHT FITTING RAPIDAIR | 6.5 | 3.9 | 0.08
50110 | 1/2" TUBING X 1/2 MALE NPT STRAIGHT FITTING RAPIDAIR | 7.77 | 4.66 | 0.1
50120 | DRAIN VALVE 3/8" MNPT X 3/8" FNPT | 7.99 | 4.79 | 0.19
50125 | CLOSE NIPPLE BRASS 1/4" NPT | 3.29 | 1.98 | 0.03
50130 | STREET ELBOW 45 DEG 1/4" NPT BRASS | 3.77 | 2.26 | 0.08
50131 | STREET ELBOW 45 DEG 1/2" NPT BRASS | 8.24 | 4.94 | 0.21
50132 | STREET ELBOW 45 DEG 3/4" NPT BRASS(28-234) | 58.92 | 35.35 | 0.344
50134 | 1/4" NPT ALLEN HEAD PLUG BRASS | 2.73 | 1.64 | 0.02
50135 | 3/8" NPT ALLEN HEAD PLUG BRASS | 2.99 | 1.79 | 0.03
50136 | 1/2" NPT COUNTERSUNK HEAD PLUG BRASS | 8.65 | 5.19 | 0.06
50137 | 3/4" NPT HEX HEAD PLUG BRASS (28-205S) | 22.99 | 13.79 | 0.113
50138 | 1" NPT HEX HEAD PLUG BRASS (28-206S) | 33.29 | 19.97 | 0.269
50200 | TEE FITTING 1/2" RAPIDAIR | 7.54 | 4.52 | 0.07
50300 | ELBOW FITTING 1/2" RAPIDAIR | 5.77 | 3.46 | 0.05
50400 | 3/8" NPT ELBOW FITTING 1/2" RAPIDAIR | 8.77 | 5.26 | 0.1
50500 | UNION FITTING 1/2" RAPIDAIR | 5.77 | 3.46 | 0.05
50604 | 3/8" FEM NPT X 3/8" FEM NPT BRASS ELBOW (28003) | 11.46 | 6.87 | 0.16
50605 | 1/2" FEM NPT X 3/4" FEM NPT BRASS REDUCING ELBOW (44127) | 39.28 | 23.57 | 0.31
50606 | 3/4" FEM NPT X 3/4" FEM NPT BRASS ELBOW (44104) | 35.84 | 21.51 | 0.35
50607 | 1/2" FEM NPT X 1/2" FEM NPT BRASS ELBOW (G1324267) | 25.16 | 15.1 | 0.24
50609 | 3/8" NPT X 1/4" NPT HEX REDUCING NIPPLE (28-222L) | 4.17 | 2.5 | 0.06
50610 | 1/4" NPT Hex Nipple Brass (28-212L) | 3.49 | 2.1 | 0.04
50611 | 1/2" NPT X 1/4" NPT HEX REDUCING NIPPLE | 6.3 | 3.78 | 0.1
50612 | 1/4" STREET ELBOW, 90 DEGREE (28-157) | 7.99 | 4.79 | 0.11
50613 | 3/8" NPT Brass Street Elbow (28-158) | 10.43 | 6.26 | 0.16
50614 | 1/2" NPT STREET ELBOW 90 DEGREE (28-168) | 15.14 | 9.08 | 0.21
50615 | 3/8" NPT Hex Nipple (28-213L) | 4.49 | 2.69 | 0.07
50616 | 1/2" NPT Hex Nipple | 6.95 | 4.17 | 0.11
50617 | 3/4" NPT Hex Nipple | 15.45 | 9.27 | 0.23
50618 | 3/8" x 1/2" NPT Hex Nipple | 7.95 | 4.77 | 0.11
50619 | 3/4" x 1" NPT Hex Nipple | 21.08 | 12.65 | 0.25
50620 | 1/2" x 3/4" NPT Hex Nipple | 11.47 | 6.88 | 0.15
50621 | 1" NPT Hex Nipple | 25.38 | 15.23 | 0.43
50622 | 3/4" NPT STREET ELBOW 90 DEGREE (28-169) | 23.99 | 14.4 | 0.25
50700 | (1) Bottle Pipe Sealant, (1) roll of Teflon Tape, thread instruction sheet, non returnable | 19.99 | 11.99 | 1
50702 | HARVEY SEAL 4 OZ, 025020 | 12.95 | 7.77 | 0
50703 | SEALANT TAPE - 1/2" WIDE X 520 INCHES | 9.99 | 5.99 | 0
50704 | REDUCING BUSHING 2" MALE X 1-1/2" FEM NPT GALV (64531) | 28.88 | 17.33 | 0.775
50705 | REDUCING BUSHING 2" MALE X 1" FEM NPT BRONZE (44529LF) | 80.37 | 48.22 | 0.74
50706 | REDUCING BUSHING 2" MALE X 3/4" FEM NPT BRONZE (44528) | 112.99 | 67.79 | 0.68
50707 | REDUCING BUSHING 1-1/2" MALE X 1" FEM NPT BRONZE (44523LF) | 44.99 | 26.99 | 0.51
50708 | REDUCING BUSHING 1-1/2" MALE X 3/4" FEM NPT BRONZE (44522LF) | 55.25 | 33.15 | 0.5
50709 | REDUCING BUSHING 1" MNPT X 3/4" FNPT (28-115) | 14.62 | 8.77 | 0.23
50710 | REDUCING BUSHING 1" MNPT X 1/2" FNPT (28-114) | 18.79 | 11.27 | 0.33
50711 | REDUCING BUSHING 1"MNPT X 3/8" FNPT (28-113) | 18.97 | 11.38 | 0.28
50712 | REDUCING BUSHING 3/4" MNPT X 1/2" FNPT | 7.29 | 4.38 | 0.11
50713 | REDUCING BUSHING 3/4" MNPT X 3/8" FNPT (28-110L) | 9.99 | 5.99 | 0.15
50714 | REDUCING BUSHING 3/4" MNPT X 1/4" FNPT (28-109L) | 8.54 | 5.12 | 0.19
50715 | REDUCING BUSHING 1/2" MNPT X 3/8" FNPT (28-107L) | 3.99 | 2.39 | 0.05
50716 | REDUCING BUSHING 1/2" MALE X 1/4" FEMALE NPT | 4.95 | 2.97 | 0.08
50717 | REDUCING BUSHING 3/8" MNPT x 1/4" FNPT (Manifold reducer) | 3.49 | 2.1 | 0.04
50718 | REDUCING BUSHING 3" MALE X 2" FEM NPT GALV | 69.4 | 41.64 | #N/A
50750 | MEGABUBBLE LEAK DETECTOR 8 OZ | 19.99 | 11.99 | 0.65
50810 | 1/4" MNPT X 3/8" FNPT BUSHING (28-193L) | 5.25 | 3.15 | 0.08
50811 | 1/4" MNPT X 1/2" FNPT BUSHING | 10.47 | 6.28 | 0.18
50812 | 3/8" MNPT X 1/2" FNPT BUSHING | 13.45 | 8.07 | 0.17
50813 | 1/2" MNPT X 3/4" FNPT BUSHING (28-208) | 29.47 | 17.68 | 0.34
50860 | 1/4" NPT FEM X FEM COUPLING BRASS | 6.47 | 3.88 | 0.09
50861 | 3/8" NPT FEM X FEM COUPLING BRASS (28-060L) | 7.99 | 4.79 | 0.11
50862 | 1/2" NPT FEM X FEM COUPLING BRASS (28-061L) | 8.67 | 5.2 | 0.088
50863 | 3/4" NPT FEM X FEM COUPLING BRASS (28-062L) | 12.4 | 7.44 | 0.18
50864 | 1" NPT FEM X FEM COUPLING GALV (64-415) | 19.57 | 11.74 | 0.44
50865 | 3/8" NPT FEM X 1/8" MALE NPT | 9.47 | 5.68 | #N/A
50866 | 3/8" NPT X 10" SS NIPPLE | 54.74 | 32.84 | #N/A
50867 | 1/2" NPT X 4" SS NIPPLE | 28.76 | 17.26 | #N/A
50868 | 1" MNPT 90° STAINLESS STEEL PIPE ELBOW | 35.47 | 21.28 | #N/A
50869 | 1" MNPT STAINLESS STEEL PIPE TEE | 39.95 | 23.97 | #N/A
50870 | 3/8" NPT FEM X 1/4" FEM COUPLING BRASS (28-183L) | 5.99 | 3.59 | 0.07
50871 | 1/2" NPT FEM X 1/4" FEM COUPLING BRASS (28-184L) | 15.59 | 9.36 | 0.12
50872 | 1/2" NPT FEM X 3/8" FEM COUPLING BRASS | 9.79 | 5.88 | 0.1
50873 | 3/4" NPT FEM X 1/2" FEM COUPLING BRASS (28-189) | 19.87 | 11.92 | 0.15
50874 | 1/2" MNPT X 12" STAINELESS STEEL PIPE NIPPLE | 0 | 0 | #N/A
50875 | 3/8-16 X 8" HEX CAP BOLT GRADE 5 FULLY THREADED ZINC | 0 | 0 | #N/A
50876 | FLAT WASHER, 3/8" X 1.000" OD LOW CARBON ZINC FINISH STEEL GENERAL PURPOSE | 0 | 0 | #N/A
50877 | 1" NPT FEM X 3/4" FEM COUPLING GALV (64-442) | 18.99 | 11.39 | 0.4
50878 | 1-1/2" NPT FEM X 3/4" FEM COUPLING GALV (64-448) | 37.25 | 22.35 | 0.71
50879 | 1-1/2" NPT FEM X 1" FEM COUPLING GALV (64-449) | 32.79 | 19.67 | 0.79
50880 | 2" NPT FEM X 1-1/2" FEM COUPLING GALV (64-454) | 44.69 | 26.81 | 1.27
50883 | 2-1/2" NPT FEM X 2" FEM COUPLING GALV (64-462) | 138.32 | 82.99 | 2.22
50885 | 3" NPT FEM X 2" FEM COUPLING GALV (64-456) | 178.79 | 107.27 | 3.33
50910 | 1/4" NPT Brass Tee (28-025) | 9.79 | 5.88 | 0.17
50911 | 3/8" NPT Brass Tee (28-026) | 15.64 | 9.38 | 0.23
50912 | 1/2" NPT BRONZE/BRASS TEE (44253LF) | 21.85 | 13.11 | 0.28
50913 | 3/4" NPT Tee BRONZE (44254LF) | 31.44 | 18.87 | 0.4
50914 | 1" NPT Tee BRONZE (44255LF) | 55.83 | 33.5 | 0.67
50915 | 1 1/2" MNPT X 3" SS PIPE NIPPLE :CHECK STOCK VAIR-300 | 0 | 0 | #N/A
50916 | 1 1/2" MNPT X 4" SS PIPE NIPPLE :CHECK VAIR-300 | 0 | 0 | #N/A
50917 | REDUCING BUSHING 304 SS 1-1/2 MALE NPT x ½ FEMALE NPT :CHECK VAIR-300 | 0 | 0 | #N/A
50918 | 1-1/2" MNPT STAINLESS STEEL PIPE TEE :CHECK STOCK VAIR-300 | 0 | 0 | #N/A
50919 | 1 1/2" MNPT 90° STAINLESS STEEL PIPE ELBOW :CHECK STOCK VAIR-300 | 0 | 0 | #N/A
90100 | COMPRESSED AIR OUTLET KIT RAPIDAIR | 38.94 | 23.36 | #N/A
90120 | COMPRESSED AIR OUTLET BLOCK ONLY RAPIDAIR | 21.95 | 13.17 | 0.47
90200 | COMPRESSOR MANIFOLD KIT RAPIDAIR | 44.97 | 26.98 | #N/A
90220 | COMPRESSOR MANIFOLD BLOCK ONLY RAPIDAIR | 20.95 | 12.57 | #N/A
90500 | RAPIDAIR MASTER KIT ( 1 MANIFOLD, 2 OUTLETS, 100 FT TUBING) | 172.99 | 103.79 | #N/A
50120-HANDLE | BLACK HANDLE FOR 50120 DRAIN VALVE | 3.29 | 1.98 | 0
BG2025 | BLOW GUN WITH AL BODY 1/4" INDUSTRIAL WITH SAFETY NOZZLE ONLY | 16.49 | 9.89 | #N/A
BG2125 | BLOW GUN WITH AL BODY 1/4" INDUSTRIAL WITH 5" RUBBER TIP NOZZLE | 16.79 | 10.07 | #N/A
BG2225 | BLOW GUN WITH AL BODY 1/4" INDUSTRIAL WITH NOZZLE SET | 29.49 | 17.69 | #N/A
BG2325 | BLOW GUN WITH AL BODY 1/4" INDUSTRIAL WITH HIGH FLOW NOZZLE | 19.49 | 11.69 | #N/A
BG2425 | BLOW GUN, POCKET-SIZE ADJUSTABLE 1/4" | 9.99 | 5.99 | #N/A
CAL-1050 | CALIBRATION KIT FOR CO MONITOR, REGULATOR AND 2 GASES (CANNOT BE SHIPPED BY AIR) | 586 | 439.5 | #N/A
CH3825-20 | COIL HOSE 3/8 X 20 FT, 1/4 MALE NPT SWIVEL ENDS, REINFORCED POLYURETHANE, 200 PSI RATED | 27.51 | 16.51 | #N/A
CH3825-6 | COIL HOSE 3/8 X 6 FT, 1/4 MALE NPT SWIVEL ENDS, REINFORCED POLYURETHANE, 200 PSI RATED | 21.54 | 12.92 | #N/A
CP-0100 | COMPRESSED AIR LABEL, BLUE, cut off unused direction arrow during installation, 1" x 7-1/2", EACH | 2.99 | 1.8 | 0
CP-0101 | NITROGEN LABEL, GREEN, , cut off unused direction arrow during installation, 1" x 7-1/2", EACH | 2.99 | 1.8 | 0
CP-0102 | INERT GAS PIPE LABEL, GREEN, cut off unused direction arrow during installation, 1" x 7-1/2, EACH | 2.99 | 1.8 | 0
CP-0103 | ARGON PIPE LABEL, GREEN, cut off unused direction arrow during installation, 1" x 7-1/2", EACH | 2.99 | 1.8 | 0
CP-0104 | CARBON DIOXIDE LABEL,GREEN, cut off unused direction arrow during installation, 1" x 7-1/2", EACH | 2.99 | 1.8 | 0
CP-441-4X | VIBRATION PAD RUBBER/CORK.. SET OF 4, 4 X 4 X 1 | 26.47 | 15.88 | 1.13
CP-4525-L | PRESSURE GAUGE, BOTTOM MOUNT, 4-1/2" FACE, DRY, 0-200 PSI, 1/4" MALE NPT, PLASTIC LENS, 101D-454G | 44.29 | 26.57 | 0.8
CP-4525-R | PRESSURE GAUGE, REAR MOUNT, 4-1/2" DIAMETER FACE, DRY, 0-200 PSI, 1/4" MALE NPT 102D-454G | 44.29 | 26.57 | 0.6
CT1025 | CLEANING TOOL WITH SPIRAL AIR BLOWER AND LIQUID TANK 1/4" | 47.49 | 28.49 | #N/A
CT2025 | CLEANING TOOL WITH POWER FOAM BLOWER AND LIQUID TANK 1/4" | 47.49 | 28.49 | #N/A
CT8025 | CLEANING TOOL SPIRAL AIR BLOWER 1/4" INDUSTRIAL | 26.49 | 15.89 | #N/A
D6026 | 1/2" DURATEC 100 FT ROLL, non returnable | 199.5 | 199.5 | #N/A
D6027 | 1/2" DURATEC 300 FT ROLL, non returnable | 598.51 | 598.51 | #N/A
D6030 | 3/4" DURATEC 100 FT ROLL, non returnable | 306.96 | 306.96 | #N/A
D6031 | 3/4" DURATEC 300 FT ROLL, non returnable | 920.91 | 920.91 | #N/A
D6032 | 1" DURATEC 100 FT ROLL, non returnable | 406.7 | 406.7 | #N/A
D6033 | 1" DURATEC 300 FT ROLL, non returnable | 1220.51 | 1220.51 | #N/A
D8002 | 1/2" DURATEC STRAIGHT X 1/2" MALE NPT | 13.65 | 13.65 | #N/A
D8003 | 3/4" DURATEC STRAIGHT 3/4" MALE NPT | 28.1 | 28.1 | #N/A
D8004 | 1" DURATEC STRAIGHT 1" MALE NPT | 43.38 | 43.38 | #N/A
D8006 | 1/2" DURATEC STRAIGHT 1/2" FEMALE NPT | 14.59 | 14.59 | #N/A
D8007 | 3/4" DURATEC STRAIGHT 3/4" FEMALE NPT | 28.27 | 28.27 | #N/A
D8008 | 1" DURATEC STRAIGHT 1" FEMALE NPT | 48.24 | 48.24 | #N/A
D8009 | 1/2" DURATEC Single Port Elbow, 1/2" Female NPT | 21.77 | 21.77 | #N/A
D8010 | 1/2" DURATEC EQUAL TEE | 34.15 | 34.15 | #N/A
D8011 | 3/4" DURATEC EQUAL TEE | 61.5 | 61.5 | #N/A
D8012 | 1" DURATEC EQUAL TEE | 109.97 | 109.97 | #N/A
D8014 | 3/4" DURATEC REDUCING TEE, 1/2" TUBING DROP LEG | 53.95 | 53.95 | #N/A
D8016 | 1" DURATEC REDUCING TEE, DROP LEG 1/2" TUBING | 94.27 | 94.27 | #N/A
D8018 | 1" DURATEC REDUCING TEE, DROP LEG 3/4" TUBING | 104.97 | 104.97 | #N/A
D8019 | 1/2" DURATEC REDUCING TEE, DROP LEG 1/2" FEMALE NPT | 31.25 | 31.25 | #N/A
D8021 | 1/2" DURATEC UNION | 17.1 | 17.1 | #N/A
D8022 | 3/4" DURATEC UNION | 42.55 | 42.55 | #N/A
D8023 | 1" DURATEC UNION | 73.95 | 73.95 | #N/A
D8024 | 3/4" DURATEC REDUCING UNION 3/4" TUBING x 1/2" TUBING | 35.55 | 35.55 | #N/A
D8025 | 1" DURATEC REDUCING UNION 1" TUBING X 3/4" TUBING | 51.47 | 51.47 | #N/A
D8026 | 1/2" DURATEC END CAP | 14.27 | 14.27 | #N/A
D8027 | 3/4" DURATEC END CAP | 25.9 | 25.9 | #N/A
D8028 | 1" DURATEC END CAP | 37.97 | 37.97 | #N/A
D8038 | 1/2" DURATEC INLINE HAND VALVE | 58.94 | 58.94 | #N/A
D8039 | 3/4" DURATEC INLINE HAND VALVE | 76.6 | 76.6 | #N/A
D8040 | 1" DURATEC INLINE HAND VALVE | 101.94 | 101.94 | #N/A
D8047 | 1/2" DURATEC SPLIT RING | 4.75 | 4.75 | #N/A
D8048 | 3/4" DURATEC SPLIT RING | 5.75 | 5.75 | #N/A
D8049 | 1" DURATEC SPLIT RING | 9.75 | 9.75 | #N/A
D8050 | DURATEC TUBING DEBUR TOOL, non returnable | 22.97 | 22.97 | #N/A
D8054 | 1/2" DURATEC ORING | 3.5 | 3.5 | #N/A
D8055 | 3/4" DURATEC ORING | 3.75 | 3.75 | #N/A
D8056 | 1" DURATEC ORING | 4 | 4 | #N/A
D8064-10 | 1/2" PIPE CLIP PACK OF 10 DURATEC | 13.49 | 13.49 | #N/A
D8065-10 | 3/4" PIPE CLIP PACK OF 10 DURATEC | 20.47 | 20.47 | #N/A
D8066-10 | 1" PIPE CLIP PACK OF 10 DURATEC | 55.46 | 55.46 | #N/A
D8067 | 3/4" DURATEC ELBOW | 48.95 | 48.95 | #N/A
D8068 | 1" DURATEC ELBOW | 63.95 | 63.95 | #N/A
D8078 | 3/4" DURATEC REDUCING TEE, DROP LEG 1/2" FEMALE NPT | 34.87 | 34.87 | #N/A
D8080 | 1/2" DURATEC ELBOW | 19.24 | 19.24 | #N/A
D8101 | 1/2" OUTLET KIT, 1/2" OUTLET PORT DURATEC | 57.5 | 57.5 | #N/A
D8101V | 1/2" OUTLET KIT, 1/2" OUTLET PORT WITH SHUTOFF DURATEC | 68.59 | 68.59 | #N/A
D8200 | 1/2" MULTI PORT OUTLET DURATEC | 57.97 | 57.97 | #N/A
D8200V | 1/2" MULTI PORT OUTLET WITH SHUTOFF DURATEC | 69.27 | 69.27 | #N/A
D8201 | 3/4" MULTI PORT OUTLET DURATEC | 81.97 | 81.97 | #N/A
D8201V | 3/4" MULTI PORT OUTLET WITH SHUTOFF DURATEC | 99.94 | 99.94 | #N/A
DX70 | DRYWALL BRACKET FOR R-03050 HOSE REEL | 186.65 | 111.99 | #N/A
DX77 | METAL OUTLET STAND | 385.94 | 231.57 | #N/A
F0017 | 3/4" FASTPIPE, 20MM TUBING, STRUT CUSHION CLAMP .79 O.D. | 3.42 | 2.05 | 0.1375
F0018 | BEAM CLAMP (3/8 THRU HOLE DESIGN) | 4.31 | 2.58 | 0.33
F0019 | 1" AND 3/4" LOOP PIPE HANGER - FOR 3/8-16 THREADED ROD | 2.45 | 1.47 | 0.09
F0020 | 1-1/2" LOOP HANGER FOR 3/8-16 THREADED ROD | 2.45 | 1.47 | 0.1
F0021 | CANTILEVER ARM 12 INCH LENGTH ZINC PLATED (1-5/8 Strut) | 19.49 | 11.69 | 2.61
F0022 | 1" FASTPIPE, 1" TUBING, STRUT CUSHION CLAMP 1.00 O.D. (ALSO 3/4 MAXLINE) | 3.92 | 2.35 | 0.156
F0023 | 1- 1/2" FASTPIPE, 40MM -1-5/8" TUBING, STRUT CUSHION CLAMP 1.62 O.D. 1- 1/2" FASTPIPE | 4.7 | 2.82 | 0.2811
F0024 | 2" LOOP HANGER - FOR 3/8-16 THREADED ROD | 2.84 | 1.7 | 0.12
F0025 | 2" FASTPIPE, 2" TUBING, STRUT CUSHION CLAMP 2.00 O.D. | 5.4 | 3.24 | 0.4
F0026 | 1-1/2" VERTICAL SAMMYS FOR STEEL, 3/8" ROD | 9.56 | 5.74 | #N/A
F0027 | 2" VERTICAL SAMMYS FOR WOOD, 3/8"-16 ROD | 5.22 | 3.13 | #N/A
F0028 | 3/8-16 THREADED ROD, 6 FT LONG, sold each (25 in a tube) | 11.23 | 6.74 | 1.7
F0029 | 3/8-16 HEX NUT, BOX OF 100 | 12.97 | 7.78 | 1.63
F0043 | 1" SADDLE DROP DRILL BIT (9/16) FASTPIPE, non returnable | 36.95 | 25.87 | 0.2
F0044 | 1-1/2" , 2" , 3" SADDLE DROP DRILL BIT (3/4) FASTPIPE, non returnable | 35.25 | 24.68 | 0.2
F0045 | 4" AND 6" SADDLE DROP DRILL BIT (15/16) FASTPIPE, non returnable | 37.1 | 25.97 | 0.3
F0136 | 3/4" TOOL KIT FASTPIPE (2) F1020 SPANNER, F0140 CUTTER, F0142 DEBURR, SPRAY BOTTLE, non returnable | 69.96 | 48.97 | 1.64
F0137 | 1" TOOL KIT FASTPIPE (2) F2020 SPANNER, F0140 CUTTER, F0142 DEBURR, SPRAY BOTTLE, non returnable | 72.49 | 50.74 | 1.68
F0138 | 1-1/2" TOOL KIT FASTPIPE, (2) F4020 SPANNER, F0140 CUTTER, F0141 DEBURR, SP. BOTTLE, non returnable | 189.94 | 132.96 | 2
F0139 | SPRAY BOTTLE | 11.95 | 8.37 | 0.2
F0140 | PIPE CUTTER 3/4" THRU 2" FASTPIPE, non returnable | 43.99 | 30.79 | 1.19
F0141 | 3/4" thru 2" HAND DEBURRING TOOL, non returnable | 99.99 | 69.99 | 1
F0142 | 3/4"-1" PIPE DEBURRING TOOL FASTPIPE, non returnable | 21.95 | 15.36 | 0.14
F0143 | Pipe cutter replacement wheels for F0140, 2 pack | 19.25 | 13.47 | 0.15
F0145 | 2" TOOL KIT FASTPIPE, (2) F5020 SPANNER, F0140 CUTTER, F0141DEBURR, SP. BOTTLE, non returnable | 269.79 | 188.86 | 4.6
F0212 | 1/2" NPT MALE X FEM X 2FT JUMPER HOSE | 35.95 | 21.57 | 0.54
F0213 | 1/2" NPT MALE X FEM X 3FT JUMPER HOSE | 37.49 | 22.49 | 0.69
F0214 | 3/4" NPT MALE X FEM X 2 FT JUMPER HOSE | 41.99 | 25.2 | 0.88
F0215 | 3/4" NPT MALE X FEM X 3 FT JUMPER HOSE | 51.99 | 31.2 | 1.22
F0216 | 1" NPT MALE X FEM X 2 FT JUMPER HOSE | 75.49 | 45.29 | 1.52
F0217 | 1" NPT MALE X FEM X 3 FT JUMPER HOSE | 85.49 | 51.29 | 1.96
F0221 | 3/4" NPT MALE X FEM X 5 FT JUMPER HOSE | 56.56 | 33.94 | 1.81
F0225 | 1-1/2" NPT MALE X FEM X 18"" JUMPER HOSE | 151.65 | 90.99 | 3.63
F0226 | 1-1/2" NPT MALE X FEM X 3 FT JUMPER HOSE | 234.57 | 140.74 | 6
F0227 | 2" NPT MALE X FEM X 3 FT JUMPER HOSE | 303.32 | 181.99 | 9
F0228 | 3" NPT MALE X FEM X 3 FT JUMPER HOSE | 522.65 | 313.59 | 20
F0238 | 3/8" PUSH ON HOSE 164 FT ROLL | 399.3 | 239.58 | #N/A
F0238-FT | 3/8" PUSH ON HOSE | 4.49 | 2.7 | 0.12
F0239 | 3/8 HOSE STRAIN RELIEF, FOR HOSE DIAM .50 - .70 END HOLE IS 3/8 | 13.78 | 8.27 | 0.2
F0240 | 3/8 PUSH ON HOSE FITTING X 1/4 MALE NPT | 3.49 | 2.1 | 0.06
F0241 | 3/8 PUSH ON HOSE FITTING X 3/8 MALE NPT | 4.99 | 2.99 | 0.08
F0242 | 3/8 PUSH ON HOSE FITTING X 1/2 MALE NPT | 5.49 | 3.29 | 0.12
F0243 | 3/8 PUSH ON HOSE FITTING X 1/4 FEMALE SWIVEL NPT | 5.25 | 3.15 | 0.06
F0244 | 3/8 PUSH ON HOSE FITTING X 1/2 FEMALE SWIVEL NPT | 6.25 | 3.75 | 0.2
F0250 | 1/2" PUSH ON HOSE 160 FT ROLL | 539.99 | 323.99 | 30
F0250-FT | 1/2" ID PUSH ON HOSE | 4.49 | 2.7 | 0.2
F0251 | 1/2 PUSH ON HOSE FITTING X 1/2 MALE NPT | 5.97 | 3.58 | 0.16
F0252 | 1/2 PUSH ON HOSE FITTING X 1/2 FEMALE SWIVEL NPT | 7.73 | 4.64 | 0.125
F0253 | 1/2 PUSH ON HOSE FITTING X 1/2 MALE ELBOW NPT | 18 | 18 | #N/A
F0259 | 1/2 HOSE STRAIN RELIEF, FOR HOSE DIAM .70 - 1.00, END HOLE IS 3/8 | 14.83 | 8.9 | 3.9
F0335 | 3/8" X 35’ AIR HOSE- TSUNAMI ULTRA-FLO | 184.99 | 147.99 | #N/A
F0615 | 1" EXPANSION NPT FEM X FEM | 60.97 | 36.58 | 4
F0616 | 1-1/2" EXPANSION JOINT NPT FEM X FEM | 86.9 | 52.14 | 6
F0617 | 2" EXPANSION JOINT TU-32-EE NPT FEM X FEM | 101.29 | 60.77 | 12
F0619 | 3" EXPANSION JOINT NPT FEM X FEM TU-48-EE | 179.91 | 107.95 | 18
F0621 | 4" FLANGE EXPANSION JOINT, ANSI 150#, 8 bolt x 9.0"" O.D. | 172.99 | 103.79 | 28
F0622 | 6" FLANGE EXPANSION JOINT, ANSI 150#, 8 bolt x 11.0"" O.D. | 229.95 | 137.97 | 28
F1000 | 3/4" ALUMINUM TUBING 19 FT 2 INCHES LONG FASTPIPE BLUE, non returnable | 45.99 | 27.59 | 3
F1000-12 | 3/4" ALUMINUM TUBING 19 FT 2 INCHES LONG FASTPIPE 12 PACK | 524.24 | 314.54 | #N/A
F1000GREEN | green 3/4" ALUMINUM TUBING 19 FT 2 INCHES LONG FASTPIPE green, non returnable | 48.29 | 28.98 | 3
F1000SS | 3/4" STAINLESS STEEL 304 GRADE PIPE 19 FT LONG , non returnable | 82.41 | 49.45 | 6.05
F1002 | 3/4" UNION FASTPIPE | 14.37 | 8.62 | 0.19
F1003 | 3/4" 90 DEGREE ELBOW FASTPIPE | 15.67 | 9.4 | 0.28
F1005 | 3/4" EQUAL TEE FASTPIPE | 19.88 | 11.93 | 0.17
F1006 | 3/4" END CAP FASTPIPE | 26.7 | 16.02 | 0.19
F1007 | 3/4" REDUCING TEE X 1/4" FEMALE NPT FASTPIPE | 34.69 | 20.82 | 0.56
F1009 | 3/4" REDUCING TEE X 1/2" FEMALE NPT FASTPIPE | 34.69 | 20.82 | 1.02
F1014 | 3/4" FASTPIPE SINGLE PORT OUTLET KIT | 52.95 | 31.77 | 0
F1018 | 3/4" FASTPIPE X 1/2"" NPT MALE THREADED NIPPLE | 22.63 | 13.58 | 0.07
F1020 | 3/4" SPANNER WRENCH FASTPIPE, Two Required, non returnable | 7.2 | 4.32 | 0.07
F1022-10 | 3/4" PIPE CLIP FASTPIPE 10 PACK | 19.95 | 11.97 | 0.44
F1024 | 3/4" FASTPIPE MULTI PORT WALL OUTLET, 1/2" NPT (4X) | 44.5 | 26.7 | 0.4
F1024 TOP KIT | 3/4 " OUTLET KIT CONVERSION TO SHUTOFF FASTPIPE | 30.7 | 18.42 | 2.38
F1024V | 3/4" MULTI PORT WALL OUTLET WITH SHUTOFF, 1/2" NPT (4X) FASTPIPE | 71.25 | 42.75 | 1.13
F1024W | 3/4" THRU WALL OUTLET KIT, 1/2" NPT ON FACE, FASTPIPE | 59.7 | 35.82 | 0.54
F1051 | 3/4" CROSS FITTING FASTPIPE | 20.45 | 12.27 | 0
F1071 | 3/4" FASTPIPE TENSION ORING BLUE | 2.99 | 1.8 | 0.5
F1073 | 3/4" 90 DEGREE REDUCING ELBOW X 1/4" FEMALE NPT FASTPIPE | 30.94 | 18.56 | 0
F1076 | 3/4" FASTPIPE PARTS KIT O-RING, SS BITE RING, CONE NUT, BACKER, AND EXPANDER (PACK OF 6) | 4.55 | 2.73 | 0.19
F1076-10 | 3/4" ORING/BITE RING 10 PACK FASTPIPE | 11.65 | 6.99 | 0.47
F1093 | 3/4" 90 DEGREE REDUCING ELBOW X 1/2" FEMALE NPT FASTPIPE | 32.1 | 19.26 | 1.07
F1111 | 3/4" VALVE KIT FASTPIPE LOCKABLE | 65.97 | 39.58 | 0.53
F1118 | 3/4" FASTPIPE X 3/4" NPT MALE THREADED NIPPLE | 22.57 | 13.54 | 0.19
F1120 | 3/4" FASTPIPE X 3/4" NPT FEMALE THREADED NIPPLE | 24.47 | 14.68 | 1.3
F1221 | 3/4" REDUCING UNION X 1/2" FEMALE NPT FASTPIPE | 25.95 | 15.57 | 22
F18240 | 3/4" FASTPIPE MASTER KIT 240FT, 5 OUTLETS COMBO UNIT 2 PACKAGES | 1164.99 | 698.99 | #N/A
F1863 | 3/4" ALUMINUM PIPE (7' 6") FASTPIPE EACH, BLUE, non returnable | 23.74 | 14.24 | 1.3
F1863-12 | 3/4" ALUMINUM PIPE (7' 6") FASTPIPE 12 PACK | 270.59 | 162.35 | 1
F1863GREEN | 3/4" AL .793 O.D. +/- .007 180.5" 6063-T5 GREEN | 26.95 | 16.17 | 70
F2000 | 1" ALUMINUM TUBING 19 FT 2 INCHES LONG FASTPIPE BLUE, non returnable | 65.95 | 39.57 | 4.2
F2000-12 | 1" ALUMINUM TUBING 19 FT 2 INCHES LONG FASTPIPE 12 PACK FASTPIPE | 751.87 | 451.12 | 1.19
F2000GREEN | 1" ALUMINUM TUBING 19 FT 2 INCHES LONG FASTPIPE GREEN, NON RETURNABLE | 72.55 | 43.53 | 4.2
F2000SS | 1" STAINLESS STEEL 304 GRADE PIPE 19 FT LONG , non returnable | 101.81 | 61.09 | 7.8
F2002 | 1" UNION FASTPIPE | 22.27 | 13.36 | 0.36
F2002P | 1" UNION FASTPIPE CLAMSHELL | 22.37 | 13.42 | #N/A
F2003 | 1" 90 DEGREE ELBOW FASTPIPE | 23.64 | 14.19 | 0.33
F2003P | 1" 90 DEGREE ELBOW FASTPIPE CLAMSHELL | 23.76 | 14.25 | #N/A
F2004 | 1" 45 DEGREE ELBOW FASTPIPE | 23.94 | 14.36 | 0.5
F2005 | 1" EQUAL TEE FASTPIPE | 28.05 | 16.83 | 0.31
F2005P | 1" EQUAL TEE FASTPIPE CLAMSHELL | 28.3 | 16.98 | #N/A
F2006 | 1" END CAP FASTPIPE | 34.95 | 20.97 | 0.3
F2007 | 1" REDUCING TEE X 1/4" FEMALE NPT FASTPIPE | 41.65 | 24.99 | 1.05
F2008 | 1" REDUCING TEE X 3/4" FEMALE NPT FASTPIPE | 41.65 | 24.99 | 1.05
F2009 | 1" REDUCING TEE X 1/2" FEMALE NPT FASTPIPE | 41.65 | 24.99 | 1.25
F2009P | 1" REDUCING TEE X 1/2" FEMALE NPT FASTPIPE CLAMSHELL | 41.9 | 25.14 | #N/A
F2011 | 1" SADDLE DROP X 1/4" FEMALE NPT FASTPIPE | 40.97 | 24.58 | 1.24
F2012 | 1" SADDLE DROP X 1/2" FEMALE NPT FASTPIPE | 40.97 | 24.58 | 1.24
F2014 | 1" SINGLE PORT OUTLET KIT FASTPIPE | 53.95 | 32.37 | 0.33
F2018 | 1" FASTPIPE X 1/2" NPT MALE THREADED NIPPLE | 28.27 | 16.96 | 0.1
F2020 | 1" SPANNER WRENCH FASTPIPE, Two required, non-returnable | 7.95 | 4.77 | 0.1
F2022-10 | 1" PIPE CLIP FASTPIPE 10 PACK | 23.68 | 14.21 | 0.5
F2022-10P | 1" PIPE CLIP FASTPIPE 10 PACK CLAMSHELL | 23.68 | 14.21 | #N/A
F2024 | 1 " FASTPIPE MULTI PORT WALL OUTLET, 1/2" NPT (4X) | 44.29 | 26.58 | 1.71
F2024 TOP KIT | 1" OUTLET KIT CONVERSION TO SHUTOFF FASTPIPE | 39.99 | 23.99 | 2.66
F2024P | 1 " FASTPIPE MULTI PORT WALL OUTLET, 1/2" NPT (4X) CLAMSHELL | 44.94 | 26.97 | #N/A
F2024V | 1" FASTPIPE MULTI PORT WALL OUTLET WITH SHUTOFF, 1/2'' NPT (4X) | 71.13 | 42.68 | 1.98
F2024W | 1" THRU WALL OUTLET KIT, 1/2" NPT ON FACE, FASTPIPE | 69.75 | 41.85 | 1
F2025 | DUAL PORT OUTLET, 1/2" NPT TOP PORT, 1/2" NPT OUTLET PORT (2X) W/ DRAIN VALVE (OUTLET WITH FEMA | 44.99 | 26.99 | 1.71
F2026 | MULTI PORT OUTLET, 3/4" NPT TOP PORT, 1/2" NPT OUTLET PORT (4X) W/ DRAIN VALVE | 48.73 | 29.24 | 0.7
F2051 | 1" CROSS FITTING FASTPIPE | 32.09 | 19.26 | 0.01
F2065 | 1" FASTPIPE SEALING ORING BLACK | 3.09 | 1.85 | 0.01
F2070 | 1" STAINLESS STEEL BITE RING | 3.09 | 1.85 | 0
F2071 | 1" FASTPIPE TENSION ORING BLUE | 3.09 | 1.85 | 0.5
F2073 | 1" 90 DEGREE REDUCING ELBOW X 1/4" FEMALE NPT FASTPIPE | 37.97 | 22.78 | 0
F2076 | 1" FASTPIPE PARTS KIT O-RING, SS BITE RING, CONE NUT, BACKER, AND EXPANDER (PACK OF 6) | 5.1 | 3.06 | 0.44
F2076-10 | 1" ORING/BITE RING 10 PACK FASTPIPE | 13.15 | 7.89 | 0.88
F2083 | 1" 90 DEGREE REDUCING ELBOW X 3/4" FEMALE NPT FASTPIPE | 37.69 | 22.61 | 0.88
F2093 | 1" 90 DEGREE REDUCING ELBOW X 1/2" FEMALE NPT FASTPIPE | 37.69 | 22.61 | 1.23
F2107 | 1" REDUCTION TEE X 3/4" FASTPIPE | 27.95 | 16.77 | 0.29
F2112 | 1" SADDLE DROP X 3/4" FEMALE NPT FASTPIPE | 40.97 | 24.58 | 0.93
F2118 | 1" FASTPIPE X 3/4" NPT MALE THREADED NIPPLE | 28.27 | 16.96 | 0.27
F2118P | 1" FASTPIPE X 3/4" NPT MALE THREADED NIPPLE, CLAMSHELL | 28.52 | 17.11 | #N/A
F2121 | 1" X 3/4" REDUCTION UNION FASTPIPE | 22.86 | 13.71 | 0.63
F2210 | 1" SADDLE DROP X 1" FASTPIPE | 33.12 | 19.87 | 0.01
F2210C | 1" FASTPIPE SADDLE DROP GASKET | 3.35 | 2.01 | 0.31
F2218 | 1" FASTPIPE X 1" NPT MALE THREADED NIPPLE | 28.32 | 16.99 | 0.35
F2218P | 1" FASTPIPE X 1" NPT MALE THREADED NIPPLE, CLAMSHELL | 28.57 | 17.14 | #N/A
F2220 | 1" FASTPIPE X 1" NPT FEMALE THREADED NIPPLE | 32.07 | 19.24 | 1.5
F2221 | 1" REDUCING UNION X 1/2" FEMALE NPT FASTPIPE | 33.75 | 20.25 | 1.72
F2222 | 1" VALVE KIT FASTPIPE LOCKABLE | 80.52 | 48.31 | 0.86
F2231 | 1" REDUCING UNION X 3/4" FEMALE NPT FASTPIPE | 33.75 | 20.25 | 27
F28070 | 3/4" FASTPIPE MASTER KIT 90 FT, 3 OUTLETS - SHIPS IN ONE BOX | 517.94 | 310.76 | 9
F28072 | 3/4" FASTPIPE COOLING KIT | 374.99 | 224.99 | 34
F28090 | 1" FASTPIPE MASTER KIT 90FT, 3 OUTLETS -SHIPS IN ONE BOX | 724.99 | 434.99 | 11.6
F28092 | 1" FASTPIPE COOLING KIT | 474.99 | 284.99 | 66
F28099 | 3/4" FASTPIPE MASTER KIT 230FT, 5 OUTLETS COMBO UNIT 2 PACKAGES | 1064.99 | 638.99 | 12
F28235 | 1" FASTPIPE MASTER KIT 230FT, 5 OUTLETS COMBO UNIT 2 PACKAGES (non-returnable) | 1294.99 | 776.99 | 15
F28240 | 1" FASTPIPE MASTER KIT 240FT, 5 OUTLETS COMBO UNIT 2 PACKAGES (non-returnable) | 1395 | 837 | #N/A
F2863 | 1" ALUMINUM PIPE (7' 6") FASTPIPE EACH, BLUE, non returnable | 34.52 | 20.71 | 1.5
F2863-12 | 1" ALUMINUM PIPE (7' 6") FASTPIPE 12 PACK | 399.57 | 239.74 | 1.6
F3100 | HEX NUT, NICKEL PLATED BRASS 1" FASTPIPE | 9.15 | 5.49 | 0.02
F3111 | GASKET FOR BRASS INSERTS 1" FASTPIPE | 3.09 | 1.85 | 0.25
F3125 | BRASS INSERT 1/4" FEMALE NPT 1" FASTPIPE | 8.74 | 5.24 | 0.24
F3150 | BRASS INSERT 1/2" FEMALE NPT 1" FASTPIPE | 8.74 | 5.24 | 0.18
F3175 | BRASS INSERT 3/4" FEMALE NPT 1" FASTPIPE | 8.74 | 5.24 | 0.21
F3400 | HEX NUT, NICKEL PLATED BRASS 3/4" FASTPIPE | 9.35 | 5.61 | 0
F3411 | GASKET FOR BRASS INSERTS 3/4" FASTPIPE | 2.99 | 1.8 | 0.18
F3425 | BRASS INSERT 1/4" FEMALE NPTF 3/4" FASTPIPE | 7.97 | 4.78 | 0.11
F3450 | BRASS INSERT 1/2" FEMALE NPTF 3/4" FASTPIPE | 7.97 | 4.78 | 8.4
F4000 | 1-1/2 " ALUMINUM TUBING 19 FT 2 INCHES LONG FASTPIPE BLUE, non returnable | 99.29 | 59.57 | 8.4
F4000GREEN | green 1-1/2 "" ALUMINUM TUBING 19 FT 2 INCHES LONG FASTPIPE green, non returnable | 107.61 | 64.56 | 8.4
F4000SS | 1-1/2" STAINLESS STEEL 304 GRADE PIPE 19 FT LONG , non returnable | 193.52 | 116.11 | 14.83
F4002 | 1-1/2" UNION FASTPIPE | 36.6 | 21.96 | 1.26
F4003 | 1-1/2" 90 DEGREE ELBOW FASTPIPE | 38.1 | 22.86 | 1.2
F4004 | 1-1/2" 45 DEGREE ELBOW FASTPIPE | 44.39 | 26.63 | 1.78
F4005 | 1-1/2" EQUAL TEE FASTPIPE | 59.71 | 35.83 | 1.13
F4006 | 1-1/2" END CAP FASTPIPE | 43.5 | 26.1 | 0.18
F4008 | 1-1/2" REDUCING TEE X 3/4" FEMALE NPT FASTPIPE | 63.68 | 38.21 | 2
F4009 | 1-1/2" REDUCING TEE X 1/2" FEMALE NPT FASTPIPE | 63.68 | 38.21 | 1.25
F4011 | 1-1/2" SADDLE DROP X 1/4" FEMALE NPT FASTPIPE FASTPIPE | 47.11 | 28.27 | 1.16
F4012 | 1-1/2" SADDLE DROP X 1/2" FEMALE NPT FASTPIPE FASTPIPE | 47.11 | 28.26 | 0.02
F4020 | 1-1/2" SPANNER WRENCH FASTPIPE, Two Required, non returnable | 14.45 | 8.67 | 0.18
F4022-10 | 1-1/2" PIPE CLIP FASTPIPE 10 PACK | 40.65 | 24.39 | 1.81
F4051 | 1-1/2" CROSS FITTING FASTPIPE | 64.97 | 38.98 | 0.01
F4065 | 1-1/2" FASTPIPE PARTS ORING | 2.99 | 1.8 | 0.01
F4065V | 1-1/2" PARTS ORING GREEN VITON RK | 3.99 | 2.4 | 0.31
F4067 | 1-1/2" CONE NUT, SPARE PARTS | 7.49 | 4.49 | 0.08
F4068 | 1-1/2" COLLET, SPARE PARTS | 2.99 | 1.8 | 0.08
F4069 | 1-1/2" BACKER, SPARE PARTS | 2.99 | 1.8 | 0.01
F4070 | 1-1/2" FASTPIPE STAINLESS STEEL BITE RING | 3.99 | 2.4 | 0.5
F4076 | 1-1/2" FASTPIPE PARTS KIT (1) O-RING (1) SS BITE RING | 5.75 | 3.45 | 0
F4076-10 | 1-1/2 FASTPIPE ORING/BITE RING 10 PACK | 23.95 | 14.37 | 1.16
F4110 | 1-1/2" SADDLE DROP X 3/4" FASTPIPE | 40.99 | 24.59 | 1.4
F4112 | 1-1/2" SADDLE DROP X 3/4" FEMALE NPT FASTPIPE | 46.88 | 28.13 | 1.2
F4206 | 1-1/2" REDUCTION TEE X 3/4" FASTPIPE | 54.97 | 32.98 | 1.45
F4207 | 1-1/2" REDUCTION TEE X 1" FASTPIPE | 56.48 | 33.89 | 0.64
F4210 | 1-1/2" SADDLE DROP X 1" FASTPIPE | 41.9 | 25.14 | 0.02
F4210C | 1-1/2" and 3" FASTPIPE SADDLE DROP GASKET BLACK | 3.55 | 2.13 | 1.05
F4218 | 1-1/2" FASTPIPE X 1" NPT MALE THREADED NIPPLE | 52.95 | 31.77 | 0.73
F4221 | 1-1/2" X 1" REDUCTION UNION FASTPIPE | 35.45 | 21.27 | 0.7
F4223 | 1-1/2" X 3/4" REDUCTION UNION FASTPIPE | 35.45 | 21.27 | 1.08
F4231 | 1-1/2" REDUCING UNION X 3/4" FEMALE NPT FASTPIPE | 38.47 | 23.08 | 1.2
F4241 | 1-1/2" REDUCING UNION X 1/2" FEMALE NPT FASTPIPE | 38.47 | 23.08 | 4.54
F4418 | 1-1/2" FASTPIPE X 1-1/2" NPT MALE THREADED NIPPLE | 52.75 | 31.65 | 1.28
F4420 | 1-1/2" FASTPIPE X 1-1/2" NPT FEMALE THREADED NIPPLE | 56.21 | 33.72 | 10.6
F4444 | 1-1/2" VALVE KIT LOCKABLE | 179.45 | 107.67 | 4
F4863 | 1-1/2" ALUMINUM PIPE (7' 6") FASTPIPE EACH | 51.95 | 31.17 | 4
F4863GREEN | green 1-1/2" ALUMINUM PIPE (7' 6") FASTPIPE EACH, green, non returnable | 57.97 | 34.78 | 3
F5000 | 2" ALUMINUM TUBING 19 FT 2 INCHES LONG FASTPIPE BLUE, non returnable | 128.24 | 76.94 | 10.6
F5000GREEN | 2" green ALUMINUM TUBING 19 FT 2 INCHES LONG FASTPIPE green, non returnable | 139.77 | 83.86 | 10.6
F5000SS | 2" STAINLESS STEEL 304 GRADE PIPE 19 FT LONG , non returnable | 246.91 | 148.15 | 18.96
F5002 | 2" UNION FASTPIPE | 45.47 | 27.28 | 2.49
F5003 | 2" 90 DEGREE ELBOW FASTPIPE | 53.94 | 32.37 | 2.2
F5004 | 2" 45 DEGREE ELBOW FASTPIPE | 58.79 | 35.27 | 3.59
F5005 | 2" EQUAL TEE FASTPIPE | 74.17 | 44.5 | 1.96
F5006 | 2" END CAP FASTPIPE | 61.45 | 36.87 | 0.91
F5008 | 2" REDUCING TEE X 3/4" FEMALE NPT FASTPIPE | 69.94 | 41.96 | 3
F5009 | 2" REDUCING TEE X 1/2" FEMALE NPT FASTPIPE | 69.94 | 41.96 | 2
F5011 | 2" SADDLE DROP X 1/4" FEMALE NPT FASTPIPE FASTPIPE | 51.64 | 30.99 | 1.57
F5012 | 2" SADDLE DROP X 1/2" FEMALE NPT FASTPIPE FASTPIPE | 51.64 | 30.99 | 0.3
F5020 | 2" SPANNER WRENCH FASTPIPE 2 required, non returnable | 67.2 | 40.32 | 0.91
F5022-10 | 2" PIPE CLIP FASTPIPE 10 PACK | 51.15 | 30.69 | 2.31
F5051 | 2" CROSS FITTING FASTPIPE | 85.9 | 51.54 | 0.01
F5065 | 2" FASTPIPE ORING | 3.99 | 2.4 | 0.01
F5070 | 2" FASTPIPE STAINLESS STEEL BITE RING | 5.45 | 3.27 | 0.88
F5076 | 2" FASTPIPE PARTS KIT (1) O-RING (1) SS BITE RING | 6.95 | 4.17 | 0
F5076-10 | 2" FASTPIPE ORING/BITE RING 10 PACK | 30.7 | 18.42 | 1.57
F5110 | 2" SADDLE DROP X 3/4" FASTPIPE | 43.32 | 25.99 | 2.5
F5112 | 2" SADDLE DROP X 3/4" FEMALE NPT FASTPIPE FASTPIPE | 49.97 | 29.98 | 1.6
F5206 | 2" REDUCTION TEE X 3/4" FASTPIPE | 69.61 | 41.77 | 2.5
F5207 | 2" REDUCTION TEE X 1" FASTPIPE | 71.61 | 42.97 | 0.99
F5210 | 2" SADDLE DROP X 1" FASTPIPE | 43.9 | 26.34 | 0.01
F5210C | 2" FASTPIPE SADDLE DROP GASKET (GRAY) | 4.1 | 2.46 | 1.2
F5221 | 2" X 1" REDUCTION UNION FASTPIPE | 45.67 | 27.4 | 1.1
F5223 | 2" X 3/4" REDUCTION UNION FASTPIPE | 45.67 | 27.4 | 1.76
F5231 | 2" REDUCING UNION X 3/4" FEMALE NPT FASTPIPE | 59.97 | 35.98 | 1.6
F5241 | 2" REDUCING UNION X 1/2" FEMALE NPT FASTPIPE | 59.97 | 35.98 | 7
F5418 | 2" FASTPIPE X 1-1/2" NPT MALE THREADED NIPPLE | 66.35 | 39.81 | 1.6
F5421 | 2" X 1-1/2" REDUCTION UNION FASTPIPE | 48.73 | 29.24 | 1.79
F5518 | 2" FASTPIPE X 2" NPT MALE THREADED NIPPLE | 69.5 | 41.7 | 0.5
F5555 | 2" VALVE KIT FASTPIPE LOCKABLE | 264.94 | 158.97 | 4.1
F5863 | 2" ALUMINUM PIPE (7' 6") FASTPIPE EACH, BLUE, non returnable | 67.49 | 40.5 | 4.2
F5863GREEN | green 2" ALUMINUM PIPE (7' 6") FASTPIPE EACH, green, non returnable | 74.95 | 44.97 | 7
FC0162 | JAW SET COMPRESSED PIPE 3/4", 1", 1-1/2", 2" | 1069.76 | 748.83 | 26.46
FC0165 | JAWS 3/4" COMPRESSED PIPE | 153.77 | 107.64 | 1.85
FC0166 | JAWS 1" COMPRESSED PIPE | 153.77 | 107.64 | 1.85
FC0167 | JAWS 1-1/2" COMPRESSED PIPE | 399.49 | 279.64 | 3
FC0168 | JAWS 2" COMPRESSED PIPE | 399.49 | 279.64 | 3.04
FC0169 | JAWS 3" COMPRESSED PIPE | 710.15 | 497.11 | 5
FC0170 | JAWS 4" COMPRESSED PIPE | 743.1 | 520.17 | 6
FC0190 | HAND PUMP PRESS TOOL | 737.89 | 516.52 | 24
FC0200 | PRESS TOOL, 2 BATTERIES, CASE, FOR 3/4" to 2" | 2200 | 1540 | #N/A
FC1002 | 3/4" UNION COMPRESSED PIPE | 16.16 | 9.7 | 0.09
FC1003 | 3/4" 90 DEGREE ELBOW COMPRESSED PIPE | 17.68 | 10.61 | 0.13
FC1004 | 3/4" 45 DEGREE ELBOW COMPRESSED PIPE | 17.5 | 10.5 | 0.11
FC1005 | 3/4" EQUAL TEE COMPRESSED PIPE | 22.19 | 13.31 | 0.26
FC1006 | 3/4" END CAP COMPRESSED PIPE | 29.71 | 17.83 | 0.11
FC1009 | 3/4" REDUCING TEE X 1/2" FEMALE NPT COMPRESSED PIPE | 39.4 | 23.64 | 0.26
FC1014 | 3/4" FASTPIPE SINGLE PORT OUTLET KIT COMPRESSED PIPE | 75.92 | 45.55 | 1.25
FC1018 | 3/4" COMPRESSED PIPE X 1/2" NPT MALE THREADED NIPPLE | 25.19 | 15.11 | 0.11
FC1023 | 3/4" SLIDE UNION COMPRESSED PIPE | 22.96 | 13.78 | 0.11
FC1024 | 3/4" MULTI PORT WALL OUTLET, 1/2" NPT (4X) COMPRESSED PIPE | 68.65 | 41.19 | 1.3
FC1024V | 3/4" MULTI PORT WALL OUTLET W/SHUTOFF, 1/2" NPT (4X) COMPRESSED PIPE | 79.36 | 47.62 | 1.78
FC1024W | 3/4" THRU WALL OUTLET KIT, 1/2" NPT ON FACE, COMPRESSED PIPE | 72.95 | 43.77 | 2
FC1033 | 3/4" COMPRESSED PIPE X 3/4" NPT FEMALE SWIVEL | 41.13 | 24.68 | 0.13
FC1050 | 3/4" COMPRESSED PIPE X 1/2" COMPRESSED TUBING TRANSITION UNION | 39.66 | 23.8 | 0.2
FC1051 | 3/4" CROSS FITTING COMPRESSED PIPE | 23.36 | 14.02 | 0.33
FC1075 | 3/4" COMPRESSED PIPE X 3/4" COMPRESSED TUBING TRANSITION UNION | 46.35 | 27.81 | 0.2
FC1076-10 | 3/4" COMPRESSED PIPE REPLACEMENT ORING | 9.47 | 5.68 | 0.02
FC1093 | 3/4" 90 DEGREE REDUCING ELBOW X 1/2" FNPT COMPRESSED PIPE | 36.71 | 22.02 | 0.25
FC1100 | 3/4" COMPRESSED PIPE X 1" COMPRESSED TUBING TRANSITION UNION | 55.9 | 33.54 | 0.2
FC1111 | 3/4" VALVE KIT COMPRESSED PIPE LOCKABLE | 67.97 | 40.78 | 2
FC1118 | 3/4" COMPRESSED PIPE X 3/4" NPT MALE THREADED NIPPLE | 27.92 | 16.75 | 0.13
FC1120 | 3/4" COMPRESSED PIPE X 3/4" NPT FEMALE THREADED NIPPLE | 27.92 | 16.75 | 0.13
FC2002 | 1" UNION COMPRESSED PIPE | 25.61 | 15.36 | 0.11
FC2003 | 1" 90 DEGREE ELBOW COMPRESSED PIPE | 27.2 | 16.32 | 0.2
FC2004 | 1" 45 DEGREE ELBOW COMPRESSED PIPE | 27.58 | 16.55 | 0.18
FC2005 | 1" EQUAL TEE COMPRESSED PIPE | 32.33 | 19.4 | 0.33
FC2006 | 1" END CAP COMPRESSED PIPE | 39.53 | 23.72 | 0.11
FC2009 | 1 REDUCING TEE X 1/2" FEMALE NPT COMPRESSED PIPE | 47.93 | 28.76 | 0.26
FC2012 | 1" SADDLE DROP X 1/2" FNPT COMPRESSED PIPE | 47.09 | 28.25 | 0.29
FC2014 | 1" FASTPIPE SINGLE PORT OUTLET KIT COMPRESSED PIPE | 105.4 | 63.24 | 1.3
FC2018 | 1" COMPRESSED PIPE X 1/2" NPT MALE THREADED NIPPLE | 36.74 | 22.04 | 0.13
FC2023 | 1" SLIDE UNION COMPRESSED COMPRESSED PIPE | 26.12 | 15.67 | 0.15
FC2024 | 1" MULTI PORT WALL OUTLET, 1/2" NPT (4X) COMPRESSED PIPE | 76.07 | 45.64 | 1.35
FC2024V | 1" MULTI PORT WALL OUTLET W/SHUTOFF, 1/2" NPT (4X) COMPRESSED PIPE | 95.8 | 57.48 | 2.25
FC2024W | 1" THRU WALL OUTLET KIT, 1/2" NPT ON FACE, COMPRESSED PIPE | 83.49 | 50.09 | 2
FC2033 | 1" COMPRESSED PIPE X 3/4" NPT FEMALE SWIVEL | 60.12 | 36.07 | 0.15
FC2050 | 1" COMPRESSED PIPE X 1/2" COMPRESSED TUBING TRANSITION UNION | 41.43 | 24.86 | 0.2
FC2051 | 1" CROSS FITTING COMPRESSED PIPE | 36.59 | 21.95 | 0.44
FC2075 | 1" COMPRESSED PIPE X 3/4" COMPRESSED TUBING TRANSITION UNION | 47.8 | 28.68 | 0.2
FC2076-10 | 1" COMPRESSED PIPE REPLACEMENT ORING | 15.99 | 9.59 | 0.03
FC2093 | 1" 90 DEGREE REDUCING ELBOW X 1/2" FNPT COMPRESSED PIPE | 43.4 | 26.04 | 0.35
FC2100 | 1" COMPRESSED PIPE X 1" COMPRESSED TUBING TRANSITION UNION | 57.35 | 34.41 | 0.2
FC2107 | 1" REDUCTION TEE X 3/4" COMPRESSED PIPE | 47.93 | 28.76 | 0.33
FC2110 | 1" SADDLE DROP X 3/4" COMPRESSED PIPE | 66.77 | 40.06 | 0.51
FC2118 | 1" COMPRESSED PIPE X 3/4" NPT MALE THREADED NIPPLE | 36.74 | 22.04 | 0.13
FC2121 | 1" X 3/4" REDUCTION UNION COMPRESSED PIPE | 26.15 | 15.69 | 0.11
FC2210C | 1" SADDLE DROP REPLACEMENT GASKET COMPRESSED PIPE | 7.45 | 4.47 | 0.02
FC2218 | 1" COMPRESSED PIPE X 1" NPT MALE THREADED NIPPLE | 36.74 | 22.04 | 0.15
FC2220 | 1" COMPRESSED PIPE X 1" NPT FEMALE THREADED NIPPLE | 36.74 | 22.05 | 0.15
FC2222 | 1" VALVE KIT COMPRESSED PIPE LOCKABLE | 98.73 | 59.24 | 3
FC4002 | 1-1/2" UNION COMPRESSED PIPE | 41.12 | 24.67 | 0.35
FC4003 | 1-1/2" 90 DEGREE ELBOW COMPRESSED PIPE | 43.09 | 25.86 | 0.55
FC4004 | 1-1/2" 45 DEGREE ELBOW COMPRESSED PIPE | 50.21 | 30.12 | 0.49
FC4005 | 1-1/2" EQUAL TEE COMPRESSED PIPE | 67.61 | 40.56 | 0.66
FC4006 | 1-1/2" END CAP COMPRESSED PIPE | 49.28 | 29.57 | 0.22
FC4009 | 1-1/2" REDUCING TEE X 1/2" FEMALE NPT COMPRESSED PIPE | 71.89 | 43.14 | 0.55
FC4012 | 1-1/2" SADDLE DROP X 1/2" FNPT COMPRESSED PIPE | 52.66 | 31.6 | 0.44
FC4023 | 1-1/2" SLIDE UNION COMPRESSED COMPRESSED PIPE | 35.05 | 21.03 | 0.55
FC4033 | 1-1/2" COMPRESSED PIPE X 3/4" NPT FEMALE SWIVEL | 75.94 | 45.56 | 0.44
FC4051 | 1-1/2" CROSS FITTING COMPRESSED PIPE | 86.34 | 51.81 | 0.77
FC4076-10 | 1-1/2" COMPRESSED PIPE REPLACEMENT ORING | 38.04 | 22.83 | 0.04
FC4110 | 1-1/2" SADDLE DROP X 3/4" COMPRESSED PIPE | 78.23 | 46.94 | 0.57
FC4206 | 1-1/2" REDUCTION TEE X 3/4" COMPRESSED PIPE | 71.89 | 43.14 | 0.55
FC4207 | 1-1/2" REDUCTION TEE X 1" COMPRESSED PIPE | 71.89 | 43.13 | 0.55
FC4210 | 1-1/2" SADDLE DROP X 1" COMPRESSED PIPE | 84.14 | 50.48 | 0.68
FC4210C | 1-1/2" SADDLE DROP REPLACEMENT GASKET COMPRESSED PIPE | 7.74 | 4.64 | 0.03
FC4218 | 1-1/2" COMPRESSED PIPE X 1" NPT MALE THREADED NIPPLE | 58.78 | 35.27 | 0.33
FC4221 | 1-1/2" X 1" REDUCTION UNION COMPRESSED PIPE | 39.56 | 23.74 | 0.22
FC4223 | 1-1/2" X 3/4" REDUCTION UNION COMPRESSED PIPE | 40.48 | 24.29 | 0.22
FC4418 | 1-1/2" COMPRESSED PIPE X 1-1/2" NPT MALE THREADED NIPPLE | 59.15 | 35.49 | 0.35
FC4420 | 1-1/2" COMPRESSED PIPE X 1-1/2" NPT FEMALE THREADED NIPPLE | 63.58 | 38.15 | 0.44
FC4444 | 1-1/2" VALVE KIT COMPRESSED PIPE LOCKABLE | 231.4 | 138.84 | 4
FC5002 | 2" UNION COMPRESSED PIPE | 49.49 | 29.69 | 0.51
FC5003 | 2" 90 DEGREE ELBOW COMPRESSED PIPE | 59.69 | 35.81 | 0.88
FC5004 | 2" 45 DEGREE ELBOW COMPRESSED PIPE | 67.01 | 40.2 | 0.77
FC5005 | 2" EQUAL TEE COMPRESSED PIPE | 81.98 | 49.19 | 0.99
FC5006 | 2" END CAP COMPRESSED PIPE | 71.96 | 43.18 | 0.22
FC5009 | 2" REDUCING TEE X 1/2" FEMALE NPT COMPRESSED PIPE | 79.18 | 47.51 | 0.95
FC5012 | 2" SADDLE DROP X 1/2" FNPT COMPRESSED PIPE | 66.43 | 39.86 | 0.6
FC5023 | 2" SLIDE UNION COMPRESSED COMPRESSED PIPE | 44.3 | 26.58 | 0.66
FC5033 | 2" COMPRESSED PIPE X 2" NPT FEMALE SWIVEL | 101.25 | 60.75 | 0.66
FC5051 | 2" CROSS FITTING COMPRESSED PIPE | 97.16 | 58.3 | 1.21
FC5076-10 | 2" COMPRESSED PIPE REPLACEMENT ORING | 49.95 | 29.97 | 0.05
FC5110 | 2" SADDLE DROP X 3/4" COMPRESSED PIPE | 86.35 | 51.81 | 0.72
FC5206 | 2" REDUCTION TEE X 3/4" COMPRESSED PIPE | 79.61 | 47.76 | 0.97
FC5207 | 2" REDUCTION TEE X 1" COMPRESSED PIPE | 80.99 | 48.59 | 0.97
FC5210 | 2" SADDLE DROP X 1" COMPRESSED PIPE | 92.26 | 55.36 | 0.83
FC5210C | 2" SADDLE DROP REPLACEMENT GASKET COMPRESSED PIPE | 7.74 | 4.64 | 0.04
FC5221 | 2" X 1" REDUCTION UNION COMPRESSED PIPE | 52.76 | 31.66 | 0.35
FC5223 | 2" X 3/4" REDUCTION UNION COMPRESSED PIPE | 52.48 | 31.49 | 0.35
FC5418 | 2" COMPRESSED PIPE X 1-1/2" NPT MALE THREADED NIPPLE | 68.36 | 41.02 | 0.62
FC5421 | 2" X 1-1/2" REDUCTION UNION COMPRESSED PIPE | 54.59 | 32.75 | 0.44
FC5518 | 2" COMPRESSED PIPE X 2" NPT MALE THREADED NIPPLE | 69.56 | 41.74 | 0.66
FC5555 | 2" VALVE KIT COMPRESSED PIPE LOCKABLE | 335.7 | 201.42 | 5
FC7002 | 3" UNION COMPRESSED PIPE | 107.98 | 64.79 | 1.5
FC7003 | 3" 90 DEGREE ELBOW COMPRESSED PIPE | 152.4 | 91.44 | 2.5
FC7004 | 3" 45 DEGREE ELBOW COMPRESSED PIPE | 152.93 | 91.76 | 2.5
FC7005 | 3" EQUAL TEE COMPRESSED PIPE | 152.4 | 91.44 | 4
FC7006 | 3" END CAP COMPRESSED PIPE | 83.32 | 49.99 | 3
FC7023 | 3" SLIDE UNION COMPRESSED COMPRESSED PIPE | 113.9 | 68.34 | 1.5
FC7051 | 3" CROSS FITTING COMPRESSED PIPE | 263.25 | 157.95 | 5
FC7076-10 | 3" COMPRESSED PIPE REPLACEMENT ORING | 187.95 | 112.77 | 0.1
FC7110 | 3" SADDLE DROP X 3/4" COMPRESSED PIPE | 89.97 | 53.98 | 2
FC7207 | 3" REDUCTION TEE X 2" COMPRESSED PIPE | 150.29 | 90.17 | 4
FC7210 | 3" SADDLE DROP X 1" COMPRESSED PIPE | 89.97 | 53.98 | 2
FC7210C | 3" SADDLE DROP REPLACEMENT GASKET COMPRESSED PIPE | 8.36 | 5.02 | 0.05
FC7421 | 3" X 2" REDUCTION UNION COMPRESSED PIPE | 108.1 | 64.86 | 4
FC7618 | 3" COMPRESSED PIPE X 2" NPT MALE THREADED NIPPLE | 171.91 | 103.15 | 5
FC7718 | 3" COMPRESSED PIPE X 3" NPT MALE THREADED NIPPLE | 192.48 | 115.49 | 5
FC7777 | 3" INLINE VALVE | 1124.37 | 674.62 | 30
FC7900 | 3" COMPRESSED FLANGE, ANSI | 274.43 | 164.66 | 30
FC8002 | 4" UNION COMPRESSED PIPE | 103.21 | 61.93 | 2
FC8003 | 4" 90 DEGREE ELBOW COMPRESSED PIPE | 209.64 | 125.78 | 4
FC8004 | 4" 45 DEGREE ELBOW COMPRESSED PIPE | 210.17 | 126.1 | 4
FC8005 | 4" EQUAL TEE COMPRESSED PIPE | 215.59 | 129.36 | 5
FC8006 | 4" END CAP COMPRESSED PIPE | 109.17 | 65.5 | 2
FC8023 | 4" SLIDE UNION COMPRESSED COMPRESSED PIPE | 156.42 | 93.85 | 2
FC8051 | 4" CROSS FITTING COMPRESSED PIPE | 334.67 | 200.8 | 7
FC8076-10 | 4" COMPRESSED PIPE REPLACEMENT ORING | 249.95 | 149.97 | 0.2
FC8207 | 4" REDUCTION TEE X 3" COMPRESSED PIPE | 215.59 | 129.36 | 5
FC8221 | 4" X 2" REDUCTION UNION COMPRESSED PIPE | 143.91 | 86.34 | 4
FC8321 | 4" X 3" REDUCTION UNION COMPRESSED PIPE | 146.58 | 87.95 | 4
FC8818 | 4" COMPRESSED PIPE X 4" NPT MALE THREADED NIPPLE | 216 | 129.6 | 3
FC8888 | 4" INLINE VALVE, INCLUDES FLANGES | 1480.03 | 888.02 | 40
FC8900 | 4" FLANGE, ANSI | 337.34 | 202.41 | 20
FI0028 | 3-1/8" TUBING, STRUT CUSHION CLAMP 3.12 O.D. FASTPIPE 3" ST-080 T312, 80mm | 6.35 | 3.81 | 0.5
FI0030 | 3" HANGER - FOR 3/8-16 THREADED ROD | 3.86 | 2.31 | 0.25
FI0031 | 4" HANGER - FOR 3/8-16 THREADED ROD | 5.4 | 3.24 | 0.34
FI0032 | 6" HANGER - FOR 1/2"-13 THREADED ROD | 7.91 | 4.74 | 0.75
FI0035 | 4" TUBING, STRUT CUSHION CLAMP 4.00 O.D. FASTPIPE 4 | 9.28 | 5.57 | 0.94
FI0040 | 6" TUBING, STRUT CUSHION CLAMP 6.00 O.D. FASTPIPE 6 | 13.99 | 8.39 | 1.25
FI0146 | 3" TOOL KIT FASTPIPE INDUSTRIAL (CUTTER, DEBURR TOOL, 2 SPANNERS, SP. BOTTLE, non returnable | 868.56 | 607.99 | 7
FI0148 | PIPE CUTTER 2"x3-1/2", non returnable | 250.57 | 175.4 | 3.5
FI0149 | MANUAL PIPE CUTTER 4" THRU 6", non returnable | 415.29 | 290.7 | 4.3
FI0153 | DEBUR TOOL 3", ELECT DRILL REQ, KIT | 374.86 | 262.4 | 1.2
FI0154 | PIPE DEBURRING TOOL / PIPE MARKER 4", ELECT DRILL REQ | 568.31 | 397.82 | 0.94
FI0155 | PIPE DEBURRING TOOL / PIPE MARKER 6", ELECT DRILL REQ | 794.69 | 556.29 | 1.6
FI7000 | 3" ALUMINUM TUBING 19 FT 2 INCHES LONG FASTPIPE INDUSTRIAL BLUE, non returnable | 254.94 | 152.97 | 22.5
FI7002 | 3" UNION FASTPIPE INDUSTRIAL | 109.95 | 65.97 | 5.1
FI7003 | 3" 90 DEGREE ELBOW FASTPIPE INDUSTRIAL | 132.5 | 79.5 | 7.3
FI7005 | 3" EQUAL TEE FASTPIPE INDUSTRIAL | 179.95 | 107.97 | 2.5
FI7006 | 3" END CAP FASTPIPE INDUSTRIAL | 132.4 | 79.44 | 3.1
FI7012 | 3" SADDLE DROP FASTPIPE X 1/2" FEMALE NPT INDUSTRIAL | 68.65 | 41.19 | 2.1
FI7020 | 3" SPANNER WRENCH FASTPIPE--Two Required, non returnable | 154.55 | 92.73 | 2.1
FI7022 | 3" PIPE CLIP FASTPIPE , EACH | 8.99 | 5.39 | 0.213
FI7065 | 3" FASTPIPE INDUSTRIAL ORING | 4.95 | 2.97 | 0.03
FI7070 | 3" STAINLESS STEEL BITE RING FASTPIPE INDUSTRIAL | 9.95 | 5.97 | 4
FI7076 | 3" PARTS KIT FASTPIPE INDUSTRIAL (1) O-RING (1) SS BITE RING | 10.75 | 6.45 | 0
FI7076-10 | 3" FASTPIPE ORING/BITE RING 10 PACK | 34.95 | 20.97 | 17
FI7110 | 3" SADDLE DROP X 3/4" FASTPIPE INDUSTRIAL | 68.65 | 41.19 | 3.1
FI7112 | 3" SADDLE DROP FASTPIPE X 3/4" FEMALE NPT INDUSTRIAL | 68.65 | 41.19 | 3.1
FI7210 | 3" SADDLE DROP X 1" FASTPIPE INDUSTRIAL | 68.65 | 41.19 | 0.01
FI7210C | 3" FASTPIPE SADDLE DROP GASKET, RED COLOR | 4.65 | 2.79 | 3.1
FI7312 | 3" SADDLE DROP FASTPIPE X 1" FEMALE NPT INDUSTRIAL | 68.65 | 41.19 | 5.4
FI7509 | 3" REDUCING TEE X 2" FEMALE NPT FASTPIPE INDUSTRIAL | 165.7 | 99.42 | 3
FI7718 | 3" FASTPIPE X 3" NPT MALE THREADED NIPPLE INDUSTRIAL | 78.99 | 47.39 | 5.8
FI7777 | 3" VALVE KIT FASTPIPE INDUSTRIAL LOCKABLE | 449.79 | 269.87 | 8.7
FI7863 | 3" ALUMINUM PIPE (7' 6") FASTPIPE EACH, BLUE, non returnable | 134.99 | 81 | 9
FI7900 | 3" FLANGE FASTPIPE COMPRESSION X FLANGE 4 HOLE, 7-1/2" OD, ANSI 150# | 182.75 | 109.65 | 11.9
FI7905 | 3" FASTPIPE FLANGE GASKET AND BOLT SET, bolts are 2-3/4" Long, ANSI 150#, BOLT HOLE | 44.98 | 26.99 | 2.5
FI8000 | 4" ALUMINUM TUBING 19 FT 2 INCHES LONG FASTPIPE INDUSTRIAL, non returnable | 424.94 | 254.96 | 33.2
FI8002 | 4" UNION FASTPIPE INDUSTRIAL | 104.96 | 62.97 | 2.16
FI8003 | 4" 90 DEGREE ELBOW FASTPIPE INDUSTRIAL NEEDS (2) FI8002 to connect to pipe | 90.95 | 54.57 | 1.89
FI8004 | 4" 45 DEGREE ELBOW FASTPIPE INDUSTRIAL NEEDS (2) FI8002 to connect to pipe | 90.95 | 54.57 | 3.29
FI8005 | 4" EQUAL TEE FASTPIPE INDUSTRIAL NEEDS (3) FI8002 to connect to pipe | 114.97 | 68.98 | 1.44
FI8006 | 4" END CAP FASTPIPE INDUSTRIAL NEEDS (1) FI8002 to connect to pipe | 180.71 | 108.42 | 0.42
FI8076 | 4" INNER SEAL FASTPIPE INDUSTRIAL | 69.94 | 41.96 | 2
FI8210C | 4" SADDLE DROP REPLACEMENT GASKET COMPRESSED PIPE | 10.01 | 6 | 0.1
FI8221 | 4" UNION PLUG X 2" FEMALE NPT FASTPIPE INDUSTRIAL NEEDS(1) FI8002 to connect to pipe | 83.28 | 49.97 | 1.3
FI8312 | 4" SADDLE DROP FASTPIPE X 1" FEMALE NPT / or 1" Compression FASTPIPE INDUSTRIAL | 94.95 | 56.97 | 1.3
FI8321 | 4" UNION PLUG X 3" FEMALE NPT FASTPIPE INDUSTRIAL NEEDS (1) FI8002 to connect to pipe | 83.32 | 49.99 | 28
FI8888 | 4" BUTTERFLY VALVE FASTPIPE INDUSTRIAL NEEDS (2) FI8002 to connect to pipe | 795.47 | 477.28 | 5.2
FI8900 | 4" FLANGE , ANSI 150#, 9.0" OD X 8 BOLT FASTPIPE INDUSTRIAL needs (1) FI8002 to connect to pipe | 159.24 | 95.54 | 3.55
FI8905 | 4" FASTPIPE FLANGE GASKET AND BOLT SET, BOLTS ARE 3" LONG, ANSI 150#, 8 BOLT HOLE | 85.59 | 51.35 | 3.55
FI9000 | 6" ALUMINUM TUBING 19 FT 2 INCHES LONG, non returnable | 834.94 | 500.96 | 64.2
FI9002 | 6" UNION FASTPIPE INDUSTRIAL | 141.65 | 84.99 | 4.84
FI9003 | 6" 90 DEGREE ELBOW FASTPIPE INDUSTRIAL NEEDS (2) FI9002 to connect to pipe | 175.83 | 105.5 | 4.09
FI9004 | 6" 45 DEGREE ELBOW FASTPIPE INDUSTRIAL NEEDS (2) FI9002 to connect to pipe | 175.83 | 105.5 | 7.24
FI9005 | 6" EQUAL TEE FASTPIPE INDUSTRIAL NEEDS (3) FI9002 to connect to pipe | 249.95 | 149.97 | 2.1
FI9006 | 6" END CAP FASTPIPE INDUSTRIAL NEEDS (1) FI9002 to connect to pipe | 199.94 | 119.97 | 19
FI9020 | CORDLESS LUGGING TOOL, FASTPIPE, 4" AND 6", (NEED LUG JAW SET FI9021)non returnable | 3475.49 | 2432.84 | 19
FI9020-RB | REPLACEMENT BATTERY FOR FI9020 LUGGING TOOL | 644.04 | 450.83 | #N/A
FI9021 | LUG TOOL JAW SET, 4" and 6" FASTPIPE INDUSTRIAL, non returnable | 1599.99 | 1119.99 | 9
FI9022 | JAW HOLDER ONLY | 770.5 | 539.35 | #N/A
FI9023 | 4 INCH JAW SET | 486.82 | 340.77 | #N/A
FI9024 | 6 INCH JAW SET | 486.82 | 340.77 | #N/A
FI9050 | PRESS TOOL, 2 BATTERIES, CASE, FOR 3" AND 4" | 2246.67 | 1572.67 | 25
FI9076 | 6" INNER SEAL FASTPIPE INDUSTRIAL | 102.62 | 61.57 | 4
FI9210C | 6" SADDLE DROP REPLACEMENT GASKET COMPRESSED PIPE | 9.99 | 5.99 | 0.2
FI9221 | 6" UNION PLUG X 2" FEMALE NPT FASTPIPE INDUSTRIAL NEEDS (1) FI9002 to connect to pipe | 136.62 | 81.97 | 1.34
FI9312 | 6" SADDLE DROP FASTPIPE X 1" FEMALE NPT or 1" Compression FASTPIPE INDUSTRIAL | 115.94 | 69.57 | 3.5
FI9321 | 6" UNION PLUG X 3" FEMALE NPT FASTPIPE INDUSTRIAL NEEDS (1) FI9002 to connect to pipe | 136.62 | 81.97 | 1.82
FI9821 | 6" X 4" REDUCER FASTPIPE INDUSTRIAL NEEDS (1) FI9002 and (1) FI8002 to connect to pipe | 366.56 | 219.94 | 7.5
FI9900 | 6" FLANGE, ANSI 150#, 11.0" OD X 8 BOLT FASTPIPE INDUSTRIAL NEEDS (1) FI9002 TO CONNECT TO PIPE | 219.5 | 131.7 | 5.2
FI9905 | 6" FASTPIPE FLANGE GASKET AND BOLT SET, bolts are 3-1/4"" Long, 8 BOLT HOLE | 125.79 | 75.47 | 44
FI9999 | 6" BUTTERFLY VALVE FASTPIPE INDUSTRIAL NEEDS (2) FI9002 to connect to pipe | 1449.95 | 869.97 | 1.64
H-100-75-3 | 1" MANIFOLD X (3) 3/4 OUTLETS | 157.95 | 94.77 | 3.14
H-100-75-4 | 1" MANIFOLD X (4) 3/4 OUTLETS | 211.95 | 127.17 | 4.1
H-100-75-5 | 1" MANIFOLD X (5) 3/4 OUTLETS | 214.95 | 128.97 | 5.09
H-50-25-4 | 1/2 MANIFOLD X (4) 1/4 OUTLETS | 100.95 | 60.57 | 1.8
H-50-25-5 | 1/2 MANIFOLD X (5) 1/4 OUTLETS | 108.95 | 65.37 | 2.24
H-50-50-4 | 1/2 MANIFOLD X (4) 1/2 OUTLETS | 130.95 | 78.57 | 1.12
H-50-50-5 | 1/2 MANIFOLD X (5) 1/2 OUTLETS | 151.95 | 91.17 | 2.16
H-50B-50-2 | 1/2 MANIFOLD X (2) 1/2 OUTLETS, one end blank, inert gas, wall spacing for Fastpipe 3/4 and 1 | 89.95 | 53.97 | 1.6
H-75-50-3 | 3/4 MANIFOLD X (3) 1/2 OUTLETS | 160.95 | 96.57 | 3.1
H-75-50-4 | 3/4 MANIFOLD X (4) 1/2 OUTLETS | 151.95 | 91.17 | 4.09
H-75-50-5 | 3/4 MANIFOLD X (5) 1/2 OUTLETS | 179.95 | 107.97 | 5.14
H-75-75-3 | 3/4 MANIFOLD X (3) 3/4 OUTLETS | 146.95 | 88.17 | 3
H-75-75-4 | 3/4 MANIFOLD X (4) 3/4 OUTLETS | 204.95 | 122.97 | 4.1
H-75-75-5 | 3/4 MANIFOLD X (5) 3/4 OUTLETS | 244.95 | 146.97 | 5.1
K215-218 GAUGE | SQUARE PRESSURE GAUGE FOR K93215-K93218, K96075 FILTER REGULATOR | 12.24 | 7.34 | 0.05
K215-BOWL | BOWL FOR 3/8" K93215 | 11.02 | 6.61 | 0.15
K215-CAP | ADJUSTMENT CAP FOR K93215 FILTER REGULATOR | 11.02 | 6.61 | 0.05
K215-FILTER | FILTER ONLY FOR K93215 3/8 | 6.48 | 3.89 | 0.04
K215-PLUNGER | PLUNGER DIAPHRAGM FOR 3/8" K93215 | 11.02 | 6.61 | 0.02
K216-217 FILTER | FILTER ONLY FOR K93216 K93217 K96050 K96075 | 9.27 | 5.56 | 0.09
K216-218 BOWL | BOWL FOR 1/2" K93216 THRU K93218 and K96075 Vert | 12.24 | 7.34 | 0.25
K216-218 CAP | ADJUSTMENT CAP FOR K93216-218 FILTER REGULATOR and K96075 Vert | 12.24 | 7.34 | 0.25
K216-218 PLUNGER | PLUNGER DIAPHRAGM FOR K93216-218 and K96075 Vert | 12.24 | 7.34 | 0.05
K218-FILTER | FILTER ONLY FOR K93218 1 | 12.24 | 7.34 | 0.15
K3001 | REPLACEMENT CHARGER FOR K3000 | 27.78 | 16.67 | #N/A
K3002 | 4 WAY MANIFOLD KIT (4 - 6.5' HOSE w/ AIR CHUCK) | 265.99 | 159.59 | #N/A
K3005 | PISTOL GRIP TIRE INFLATOR WITH DIAL | 29.49 | 17.69 | #N/A
K3015 | AUTO TIRE INFLATOR | 249.99 | 149.99 | 5
K3060 | WALL MOUNT TIRE INFLATOR | 927.99 | 556.79 | #N/A
K3063 | WALL MOUNT AUTO TIRE INFLATOR WITH 3 PRESETS | 1859.99 | 1115.99 | #N/A
K30T | REGULATOR TO LUBRICATOR MOUNT BRACKET 3000 SERIES | 11.67 | 7 | 0.27
K35050 | 1/2" NPT BALL VALVE, BRASS, FEMALE X FEMALE | 18.94 | 11.36 | 0.431
K35050M | 1/2" NPT BALL VALVE, BRASS, MALE X FEMALE | 13.13 | 7.88 | 0.47
K35075 | 3/4" NPT BALL VALVE, BRASS, FEMALE X FEMALE | 20.57 | 12.34 | 0.79
K35075M | 3/4" NPT BALL VALVE, BRASS, MALE X FEMALE | 17.52 | 10.51 | 0.72
K35100 | 1" NPT BALL VALVE, BRASS, FEMALE X FEMALE | 28.95 | 17.37 | 1.1
K35100M | 1" NPT BALL VALVE, BRASS, MALE X FEMALE | 29.74 | 17.85 | 1.106
K35150 | 1-1/2" NPT BALL VALVE, BRASS, FEMALE X FEMALE | 59.64 | 35.79 | 2.39
K35200 | 2" NPT BALL VALVE, BRASS, FEMALE X FEMALE 600WOG | 88.19 | 52.91 | 3.44
K35300 | 3" NPT BALL VALVE, BRASS, FEMALE X FEMALE 400WOG | 323.14 | 193.89 | 10.5
K40T | REGULATOR TO LUBRICATOR MOUNT BRACKET 4000 SERIES | 11.68 | 7.01 | 0.3
K50T | REGULATOR TO LUBRICATOR MOUNT BRACKET 4000-06 SERIES | 14.63 | 8.78 | 0.344
K5220 | PLUG, 1/4" FEMALE NPT, INDUSTRIAL STYLE, FITS 30 CFM BODY | 2.49 | 1.49 | 0.05
K5221 | PLUG, 1/4" MALE NPT, INDUSTRIAL STYLE, FITS 30 CFM BODY | 2.49 | 1.49 | 0.05
K5226 | QUICK COUPLER PACK (3) K5220 1/4 FEMALE, (3) K5221 1/4 MALE, FITS 30 CFM BODY | 6.87 | 4.12 | 0.32
K6220 | COUPLER, 1/4" FEMALE NPT PUSH TO CONNECT INDUSTRIAL STYLE 30 CFM BODY | 9.95 | 5.97 | 0.25
K6221 | COUPLER, 1/4" MALE NPT PUSH TO CONNECT INDUSTRIAL STYLE 30 CFM BODY | 9.29 | 5.57 | 0.22
K6241 | COUPLER, 1/2" MALE NPT PUSH TO CONNECT INDUSTRIAL STYLE 30 CFM BODY | 10.45 | 6.27 | 0.29
K7220 | COUPLER, 1/4" FEMALE NPT THREAD, SAFETY PUSH BUTTON, INDUSTRIAL STYLE, 30 CFM BODY | 11.09 | 6.65 | 0.32
K7221 | COUPLER, 1/4" MALE NPT THREAD, SAFETY PUSH BUTTON, INDUSTRIAL STYLE, 30 CFM BODY | 11.09 | 6.65 | 0.25
K7241 | COUPLER, 1/2" MALE NPT THREAD, SAFETY PUSH BUTTON, INDUSTRIAL STYLE, 30 CFM BODY | 12.56 | 7.54 | 0.32
K8220 | PLUG, 1/4" FEMALE NPT THREAD, SAFETY PUSH BUTTON, INDUSTRIAL STYLE, 70 CFM BODY | 4.49 | 2.7 | 0.06
K8221 | PLUG, 1/4" MALE NPT THREAD, SAFETY PUSH BUTTON, INDUSTRIAL STYLE, 70 CFM BODY | 4.49 | 2.7 | 0.06
K8230 | PLUG, 3/8" FEMALE NPT THREAD, SAFETY PUSH BUTTON, INDUSTRIAL STYLE, 70 CFM BODY | 5.29 | 3.17 | 0.12
K8231 | PLUG, 3/8" MALE NPT THREAD, SAFETY PUSH BUTTON, INDUSTRIAL STYLE, 70 CFM BODY | 5.29 | 3.17 | 0.12
K8240 | PLUG, 1/2" FEMALE NPT THREAD, SAFETY PUSH BUTTON, INDUSTRIAL STYLE, 70 CFM BODY | 6.49 | 3.9 | 0.19
K8241 | PLUG, 1/2" MALE NPT THREAD, SAFETY PUSH BUTTON, INDUSTRIAL STYLE, 70 CFM BODY | 6.49 | 3.9 | 0.19
K90215 | AIR FILTER UNIT , 3/8" NPT PORTS (AF3000-03) with bracket | 24.97 | 14.98 | 0.75
K90216 | AIR FILTER UNIT , 1/2" NPT PORTS (AF4000-04) with bracket | 34.38 | 20.63 | 1.43
K91215 | LUBRICATOR UNIT , 3/8" NPT PORTS (AIL3000-03) with bracket | 39.93 | 23.96 | 0.74
K91216 | LUBRICATOR UNIT , 1/2" NPT PORTS (AIL4000-04) with bracket | 45.41 | 27.25 | 1.4
K91217 | LUBRICATOR UNIT , 3/4" NPT PORTS (AIL4000-06) with bracket | 56.76 | 34.06 | 1.54
K92215 | 3/8" FILTER REGULATOR LUBRICATOR UNIT 3/8" NPT PORTS..(K93215, K30T, K91215) | 87.19 | 52.31 | 2.21
K92216 | 1/2" FILTER REGULATOR LUBRICATOR UNIT 1/2" NPT PORTS..(K93216, K40T, K91216) | 102.19 | 61.31 | 4.78
K92217 | 3/4" FILTER REGULATOR LUBRICATOR UNIT 3/4" NPT PORTS..(K93217,K50T, K91217) | 119.22 | 71.53 | 5
K9230 | COUPLER, 3/8" FEMALE NPT THREAD, SAFETY PUSH BUTTON, INDUSTRIAL STYLE, 70 CFM BODY | 21.58 | 12.95 | 0.32
K9231 | COUPLER, 3/8" MALE NPT THREAD, SAFETY PUSH BUTTON, INDUSTRIAL STYLE, 70 CFM BODY | 21.58 | 12.95 | 0.32
K9240 | COUPLER, 1/2" FEMALE NPT THREAD, SAFETY PUSH BUTTON, INDUSTRIAL STYLE, 70 CFM BODY | 21.99 | 13.19 | 0.38
K9241 | COUPLER, 1/2" MALE NPT THREAD, SAFETY PUSH BUTTON, INDUSTRIAL STYLE, 70 CFM BODY | 21.99 | 13.19 | 0.38
K93210 | 1/4" INLINE REGULATOR WITH GAUGE, 1/4" NPT PORTS SMC | 52.53 | 31.52 | 0.7
K93211 | 3/8" INLINE REGULATOR WITH GAUGE, 3/8" NPT PORTS (AIR 3000-03) | 59.91 | 35.95 | 1.12
K93212 | 1/2" INLINE REGULATOR WITH GAUGE, 1/2" NPT PORTS | 75.43 | 45.26 | 2.27
K93213 | 3/4" INLINE REGULATOR WITH GAUGE AND MOUNT BRACKET | 106.29 | 63.77 | #N/A
K93214 | 1" INLINE REGULATOR WITH GAUGE AND MOUNT BRACKET | 199 | 119.4 | #N/A
K93215 | 3/8" FILTER REGULATOR UNIT WITH GAUGE, 3/8" NPT PORTS | 54.97 | 32.98 | 1.48
K93216 | 1/2" FILTER REGULATOR UNIT WITH GAUGE, 1/2" NPT PORTS | 81.65 | 48.99 | 3.08
K93217 | 3/4" FILTER REGULATOR UNIT WITH GAUGE, 3/4" NPT PORTS | 102.19 | 61.31 | 3.15
K93218 | 1" FILTER REGULATOR UNIT WITH GAUGE, 1" NPT PORTS | 114.94 | 68.96 | 4.64
K94050 | HEAVY DUTY 1/2" REGULATOR UNIT WITH GAUGE, 1/2" NPT PORTS, 0-125 PSI | 113.37 | 113.37 | #N/A
K96050 | 1/2" VERTICAL FILTER REGULATOR UNIT WITH GAUGE, 1/2" NPT PORTS | 133.87 | 80.32 | 5
K96075 | 3/4" VERTICAL FILTER REGULATOR UNIT WITH GAUGE, 3/4" NPT PORTS | 137.77 | 82.66 | 5
LD10000 | FLUID DISPENSOR MANUAL 1/2" NPT | 159.29 | 95.57 | #N/A
LD30000 | FLUID DISPENSOR DIGITAL 1/2" NPT | 329.99 | 197.99 | #N/A
LP31270 | FLUID TRANSFER PUMP 3:1 SHORT LENGTH | 449.99 | 269.99 | #N/A
LP31940 | FLUID TRANSFER PUMP 3:1 STANDARD LENGTH | 489.99 | 293.99 | #N/A
LP51270 | FLUID TRANSFER PUMP 5:1 SHORT LENGTH | 449.99 | 269.99 | #N/A
LP51940 | FLUID TRANSFER PUMP 5:1 STANDARD LENGTH | 489.99 | 293.99 | #N/A
LR05025 | FLUID TRANSFER HOSE REEL 1/2" X 25 FT, 1/2" INLET X 1/2" NPT OUTLET | 639.99 | 383.99 | #N/A
LR05050 | FLUID TRANSFER HOSE REEL 1/2" X 50 FT, 1/2" INLET X 1/2" NPT OUTLET | 719.99 | 431.99 | #N/A
LR90001 | REPLACEMENT HOSE FOR 25FT FLUID TRANSFER HOSE REEL 1/2" (FR05025) | 159.99 | 95.99 | #N/A
LR90002 | REPLACEMENT HOSE FOR 50FT FLUID TRANSFER HOSE REEL 1/2" (FR05050) | 259.99 | 155.99 | #N/A
M3800 | 1/2" MAXLINE MASTER KIT 100 FT, 3 OUTLETS, 1 COMP MANIFOLD, 1 TEE, 5 ELBOWS, CUTTER AND BEVEL TOOL | 266.59 | 159.95 | 1.21
M3810 | 1/2" MAXLINE SINGLE PORT OUTLET IN CLAMSHELL 1/4" NPT OUTLET PORT | 39.95 | 23.97 | 0.57
M3810V | 1/2" MAXLINE OUTLET KIT, 1/4" OUTLET PORT WITH SHUTOFF | 48.99 | 29.4 | 1.18
M3810W | 1/2" MAXLINE THRU WALL OUTLET KIT, 1/4" OUTLET PORT | 47.95 | 28.77 | 0
M6026 | 1/2" MAXLINE TUBING 100FT ROLL, includes bevel tool and cutter, non returnable | 127.49 | 76.49 | 10
M6026-25 | MAXLINE 1/2 TUBING X 25 FT with instruction sheet, non returnable | 29.95 | 17.97 | 5
M6026-50 | MAXLINE 1/2 TUBING X 50 FT with instruction sheet, non returnable | 51.97 | 31.18 | 7
M6026G | 1/2" MAXLINE TUBING 100FT ROLL, GREEN, includes bevel tool and cutter, non returnable | 114.97 | 68.98 | 27
M6027 | 1/2" MAXLINE TUBING 300FT ROLL, includes bevel tool and cutter, non returnable | 267.99 | 160.79 | 27
M6027G | 1/2" MAXLINE TUBING 300FT ROLL, GREEN, includes bevel tool and cutter, non returnable | 298.9 | 179.34 | 18
M6030 | 3/4" MAXLINE TUBING 100FT ROLL, includes bevel tool and cutter, non returnable | 199.49 | 119.69 | 18
M6030-25 | MAXLINE 3/4 TUBING X 25 FT with instruction sheet, non returnable | 51.95 | 31.17 | 10
M6030-50 | MAXLINE 3/4 TUBING X 50 FT with instruction sheet, non returnable | 103.97 | 62.38 | 7
M6030G | 3/4" MAXLINE TUBING 100FT ROLL, GREEN, includes bevel tool and cutter, non returnable | 217.97 | 130.78 | 50
M6031 | 3/4" MAXLINE TUBING 300FT ROLL, includes bevel tool and cutter, non returnable | 499.49 | 299.69 | 50
M6031G | 3/4" MAXLINE TUBING 300FT ROLL, GREEN, includes bevel tool and cutter, non returnable | 539.59 | 323.75 | 26
M6032 | 1" MAXLINE TUBING 100FT ROLL includes bevel tool and cutter, non returnable | 270.99 | 162.59 | 26
M6032-25 | MAXLINE 1" TUBING X 25 FT with instruction sheet, non returnable | 72.29 | 43.37 | 15
M6032-50 | MAXLINE 1" TUBING X 50 FT with instruction sheet, non returnable | 144.58 | 86.75 | 100
M6032G | 1" MAXLINE TUBING 100FT ROLL, GREEN, includes bevel tool and cutter, non returnable | 287.99 | 172.79 | 71
M6033 | 1" MAXLINE TUBING 300FT ROLL, includes bevel tool and cutter, non returnable | 774.99 | 464.99 | 71
M6033G | 1" MAXLINE TUBING 300FT ROLL, GREEN includes bevel tool and cutter, non returnable | 749.95 | 449.97 | 166
M6520 | 2" MAXLINE TUBING 200FT ROLL, does not include deburr tool, crimp tool or cutter, non returnable | 1197.54 | 718.53 | 1.12
M6520-100 | 2" MAXLINE 100 FT ROLL does not include deburr tool, crimp tool or cutter, non returnable | 619.47 | 371.68 | 0
M7500 | 3/4" MAXLINE MASTER KIT COMPLETE 100FT | 316.99 | 190.19 | 7
M7510 | 3/4" MAXLINE SINGLE PORT OUTLET KIT IN CLAMSHELL, 1/2"" NPT OUTLET PORT | 47.29 | 28.38 | 0.15
M7510-2 | 3/4" MAXLINE OUTLET KIT, 1/2" NPT OUTLET PORT WITH TWO HOLES ON THE FACE, 1/2 NPT AND 1/4 NPT | 59.95 | 35.97 | 2
M7510-2V | 3/4" MAXLINE OUTLET KIT WITH TWO HOLES ON THE FACE, 1/2 NPT AND 1/4 NPT, WITH SHUTOFF VALVE | 69.95 | 41.97 | 1.58
M7510-SPACER | SPACER PLATE FOR M81010 BLOCK, 1/4" THICK | 23.5 | 14.1 | 0.16
M7510V | 3/4" MAXLINE SINGLE PORT OUTLET KIT WITH SHUTOFF, 1/2" NPT OUTLET PORT | 56.65 | 33.99 | 1.96
M7510W | 3/4" MAXLINE THRU WALL OUTLET KIT, 1/2" NPT OUTLET PORT | 65.95 | 39.57 | 57
M7580 | 3/4" MAXLINE MASTER KIT 300 FT | 676.99 | 406.19 | 0
M8001 | 1/2" MAXLINE X 3/8" MALE NPT STRAIGHT FITTING | 8.54 | 5.12 | 0.18
M8001P | 1/2" MAXLINE X 3/8" MALE NPT STRAIGHT FITTING CLAMSHELL | 8.75 | 5.25 | #N/A
M8002 | 1/2" MAXLINE X 1/2" MALE NPT STRAIGHT FITTING | 9.06 | 5.44 | 0.35
M8002P | 1/2" MAXLINE X 1/2" MALE NPT STRAIGHT FITTING CLAMSHELL | 9.25 | 5.55 | #N/A
M8003 | 3/4" MAXLINE X 3/4" MALE NPT FITTING | 19.37 | 11.62 | 0.54
M8003P | 3/4" MAXLINE X 3/4" MALE NPT FITTING CLAMSHELL | 19.56 | 11.73 | #N/A
M8004 | 1" MAXLINE X 1" MALE NPT STRAIGHT FITTING | 24.99 | 14.99 | 0.35
M8005 | 3/4" MAXLINE X 1/2" MALE NPT FITTING | 18.07 | 10.84 | 0.18
M8005P | 3/4" MAXLINE X 1/2" MALE NPT FITTING CLAMSHELL | 18.29 | 10.97 | #N/A
M8006 | 1/2" MAXLINE X 1/2" FEMALE NPT STRAIGHT FITTING | 10.27 | 6.16 | 0.33
M8007 | 3/4" MAXLINE X 3/4" FEMALE NPT STRAIGHT FITTING | 21.49 | 12.9 | 0.28
M8008 | 1" MAXLINE X 1" FEMALE NPT STRAIGHT FITTING | 24.99 | 14.99 | #N/A
M8009 | 1/2" MAXLINE SINGLE PORT ELBOW, 1/2" FEMALE NPT | 15.37 | 9.22 | 0.38
M8010 | 1/2" EQUAL TEE MAXLINE | 15.39 | 9.23 | 0.83
M8010P | 1/2" EQUAL TEE MAXLINE CLAMSHELL | 15.59 | 9.36 | #N/A
M8011 | 3/4" EQUAL TEE MAXLINE | 27.76 | 16.66 | 1.38
M8011P | 3/4" EQUAL TEE MAXLINE CLAMSHELL | 27.96 | 16.78 | #N/A
M8012 | 1" EQUAL TEE MAXLINE | 39.99 | 23.99 | 0.65
M8014 | 3/4" REDUCING TEE FITTING, DROP LEG 1/2" MAXLINE | 28.26 | 16.96 | 0.61
M8014P | 3/4" REDUCING TEE FITTING, DROP LEG 1/2" MAXLINE CLAMSHELL | 28.45 | 17.07 | #N/A
M8015 | 1" MAXLINE X 3/4" MALE NPT STRAIGHT FITTING | 23.94 | 14.36 | 1.11
M8016 | 1" REDUCING TEE FITTING, DROP LEG 1/2" MAXLINE | 37.75 | 22.65 | 1.18
M8018 | 1" REDUCING TEE FITTING, DROP LEG 3/4" MAXLINE | 39.17 | 23.5 | 0.34
M8019 | 1/2" REDUCING TEE X 1/2" FEMALE NPT MAXLINE | 15.75 | 9.45 | 0.26
M8020 | 1" X 1/2" REDUCING UNION FITTING MAXLINE | 29.47 | 17.68 | 0.26
M8021 | 1/2" UNION FITTING MAXLINE | 11.54 | 6.92 | 0.58
M8021P | 1/2" UNION FITTING MAXLINE CLAMSHELL | 11.74 | 7.04 | #N/A
M8022 | 3/4" UNION FITTING MAXLINE | 22.19 | 13.31 | 0.81
M8022P | 3/4" UNION FITTING MAXLINE CLAMSHELL | 22.39 | 13.44 | #N/A
M8023 | 1" UNION FITTING MAXLINE | 33.14 | 19.89 | 0.48
M8024 | 3/4" X 1/2" REDUCING UNION FITTING MAXLINE | 21.78 | 13.07 | 0.83
M8024P | 3/4" X 1/2" REDUCING UNION FITTING MAXLINE CLAMSHELL | 21.97 | 13.18 | #N/A
M8025 | 1" X 3/4" REDUCING UNION FITTING MAXLINE | 30.99 | 18.59 | 0.13
M8026 | 1/2" END CAP FITTING MAXLINE | 14.99 | 8.99 | 0.29
M8027 | 3/4" END CAP FITTING MAXLINE | 17.99 | 10.79 | 0.5
M8028 | 1" END CAP FITTING MAXLINE | 22.49 | 13.49 | 0.156
M8030 | 1/2" MAXLINE X 1/2" MALE NPT FITTING Stainless Steel | 19.47 | 11.68 | 0.313
M8031 | 3/4" MAXLINE X 3/4" MALE NPT FITTING Stainless Steel | 39.5 | 23.7 | 0.594
M8032 | 1" MAXLINE X 1" MALE NPT FITTING Stainless Steel | 50.95 | 30.57 | 0.35
M8033 | 1/2" EQUAL TEE MAXLINE Stainless Steel | 21.99 | 13.19 | 0.794
M8034 | 3/4" EQUAL TEE MAXLINE Stainless Steel | 43.94 | 26.37 | 1.288
M8035 | 1" EQUAL TEE MAXLINE Stainless Steel | 62.54 | 37.52 | 0.45
M8038 | 1/2" INLINE HAND VALVE MAXLINE standard handle | 21.95 | 13.17 | 0.5
M8039 | 3/4" INLINE HAND VALVE MAXLINE | 41.95 | 25.17 | 1.63
M8040 | 1" INLINE HAND VALVE MAXLINE | 59.95 | 35.97 | 0.47
M8041 | 1/2" CROSS FITTING MAXLINE | 19.99 | 11.99 | 1
M8042 | 3/4" CROSS FITTING MAXLINE | 32.99 | 19.79 | 1.5
M8043 | 1" CROSS FITTING MAXLINE | 54.99 | 32.99 | 0.02
M8047 | 1/2" SPLIT RING MAXLINE | 3.45 | 2.07 | 0.03
M8048 | 3/4" SPLIT RING MAXLINE | 4.45 | 2.67 | 0
M8049 | 1" SPLIT RING MAXLINE | 6.45 | 3.87 | 0.375
M8051 | 1", 3/4", 1/2" MAXLINE-DURATEC TUBING CUTTER (RED), non returnable | 28.75 | 17.25 | 0
M8054 | 1/2" ORING MAXLINE | 3.25 | 1.95 | 0
M8054-10 | 1/2 MAXLINE ORING 10 PACK | 9.99 | 5.99 | 0.25
M8055 | 3/4" O-RING MAXLINE | 3.75 | 2.25 | 0.04
M8055-10 | 3/4 MAXLINE ORING 10 PACK | 14.99 | 8.99 | 0
M8056 | 1" ORING MAXLINE | 4.75 | 2.85 | 0
M8056-10 | 1" MAXLINE ORING 10 PACK | 21.99 | 13.19 | 1.55
M8057 | 1/2 HEX NUT, MAXLINE FITTING | 3.75 | 2.25 | 0
M8058 | 3/4 HEX NUT, MAXLINE FITTING | 5.75 | 3.45 | 0
M8059 | 1" HEX NUT, MAXLINE FITTING | 8.25 | 4.95 | 0.12
M8064 | 1/2" PIPE CLIP MAXLINE 10/PACK | 14.3 | 8.58 | 0.18
M8065 | 3/4" PIPE CLIP MAXLINE 10/PACK | 19.94 | 11.96 | 0.38
M8066 | 1" PIPE CLIP MAXLINE 10/PACK | 25.94 | 15.57 | 0.58
M8067 | 3/4" ELBOW MAXLINE | 25.23 | 15.14 | 0.96
M8067P | 3/4" ELBOW MAXLINE CLAMSHELL | 25.43 | 15.26 | #N/A
M8068 | 1" ELBOW MAXLINE | 34.14 | 20.49 | 0.61
M8078 | 3/4" REDUCING TEE, 1/2" FEMALE NPT DROP LEG MAXLINE | 24.5 | 14.7 | 0.25
M8080 | 1/2" ELBOW FITTING MAXLINE | 11.59 | 6.96 | 0.3
M8080P | 1/2" ELBOW FITTING MAXLINE CLAMSHELL | 11.81 | 7.08 | #N/A
M8085 | 1/2" MAXLINE X 1/2" MALE NPT ELBOW FITTING | 8.28 | 4.97 | 0.331
M8086 | 3/4" MAXLINE X 1/2" MALE NPT ELBOW FITTING | 20.75 | 12.45 | 0.8
M8088 | 3/4" MAXLINE X 3/4" MALE NPT ELBOW FITTING | 21.49 | 12.9 | 1.025
M8089 | 1" REDUCING TEE, 3/4" FEMALE NPT DROP LEG, MAXLINE | 35.17 | 21.1 | 0.65
M8090 | 1" MAXLINE X 1" MALE NPT ELBOW FITTING | 24.99 | 14.99 | 0.32
M8091 | TUBING CUTTER MAXLINE 1/2" AND 3/4" non returnable | 14.59 | 10.21 | 0.19
M8095 | 1/2-3/4-1" MAXLINE BEVELING TOOL, non returnable | 10.75 | 7.53 | 6.6
M8096 | MAXLINE BENDER TOOL KIT, WITH DIES FOR 1/2, 3/4, 1", non returnable | 179.95 | 107.97 | 8
M8097 | MAXLINE STRAIGHTENING TOOL, 7 WHEEL, non returnable | 177.94 | 106.77 | 1
M8098 | PIPE WRAP TAPE 2" X 100 FT 10 MIL, non returnable | 19.95 | 11.97 | 0.43
M8101 | 1/2" MAXLINE SINGLE PORT OUTLET, 1/2" NPT PORT | 46.94 | 28.17 | 0.43
M81010 | SINGLE PORT OUTLET, 1/2" npt outlet BLOCK ONLY | 24.94 | 14.97 | 1.938
M81010-2 | DUAL PORT OUTLET, 1/2" npt & 1/4" npt outlet BLOCK ONLY | 46.97 | 28.18 | #N/A
M8101V | 1/2" MAXLINE SINGLE PORT OUTLET WITH SHUTOFF, 1/2" NPT PORT | 59.94 | 35.97 | 1.89
M8200 | 1/2" MAXLINE MULTI PORT OUTLET,1/2" NPT PORT (4X) | 51.74 | 31.05 | 2.36
M8200V | 1/2" MAXLINE MULTI PORT OUTLET WITH SHUTOFF, 1/2" NPT PORT (4X) | 59.99 | 35.99 | 1.99
M8201 | 3/4" MAXLINE MULTI PORT OUTLET, 1/2" NPT PORT (4X) | 57.74 | 34.64 | 2.72
M8201V | 3/4" MAXLINE MULTI PORT OUTLET WITH SHUTOFF, 1/2" NPT PORT (4X) | 69.99 | 41.99 | 2.25
M8203 | 1" MAXLINE MULTI PORT OUTLET, 1/2" NPT PORT (4X) | 67.74 | 40.64 | 1.74
M8203V | 1" MAXLINE MULTI PORT OUTLET WITH SHUTOFF, 1/2" NPT PORT (4X) | 79.99 | 47.99 | 10
M8525 | 2" UNION FITTING MAXLINE | 85.2 | 51.12 | 3.313
M8530 | 2" TEE FITTING MAXLINE | 124.95 | 74.97 | 2.2
M8531 | 2" REDUCING TEE X 1"" FEMALE NPT FITTING MAXLINE | 99.75 | 59.85 | 2.5
M8535 | 2" ELBOW FITTING MAXLINE | 91.78 | 55.07 | 1.313
M8541 | 2" MAXLINE X 1" MALE NPTF STRAIGHT FITTING | 74.99 | 44.99 | 1.75
M8542 | 2" MAXLINE X 2" MALE NPTF STRAIGHT FITTING | 79.95 | 47.97 | 0.188
M8551 | 2" MAXLINE CUTTER, non returnable | 50.95 | 30.57 | 0.063
M8559 | 2" MAXLINE ORING | 7.75 | 4.65 | 60
M8591 | 2" MAXLINE CRIMP HEAD, WITH ALUMINUM EXPANDER PLUG | 469.91 | 328.94 | 1.063
M8595 | 2" MAXLINE DEBURR TOOL, non returnable | 51.25 | 35.87 | 16
M8596 | 2" MAXLINE INSTALLATION EXPANDER PLUG non returnable | 91.57 | 64.1 | #N/A
MC0164 | JAWS 1/2" MAXLINE COMPRESSED PIPE | 402.27 | 402.27 | #N/A
MC0165 | JAWS 3/4" MAXLINE COMPRESSED PIPE | 402.27 | 402.27 | #N/A
MC0166 | JAWS 1" MAXLINE COMPRESSED PIPE | 470.45 | 470.45 | #N/A
MC3810 | 1/2" SINGLE PORT OUTLET, 1/4" NPT OUTLET PORT , COMPRESSED FLEXIBLE TUBING | 42.95 | 25.77 | 1.04
MC3810V | 1/2" SINGLE PORT OUTLET, 1/4" NPT OUTLET PORT, WITH SHUTOFF , COMPRESSED FLEXIBLE TUBING | 52.42 | 31.45 | 1.23
MC3810W | 1/2" SINGLE PORT OUTLET, THRU WALL, 1/4" NPT OUTLET PORT , COMPRESSED FLEXIBLE TUBING | 64.69 | 38.81 | 1.2
MC7510 | 3/4" SINGLE PORT OUTLET, 1/2" NPT OUTLET PORT , COMPRESSED FLEXIBLE TUBING | 56.95 | 34.17 | 1.06
MC7510-2 | 3/4" 2 PORT OUTLET, 1/2 NPT & 1/4 NPT , COMPRESSED FLEXIBLE TUBING | 71.95 | 43.17 | 1.1
MC7510-2V | 3/4" 2 PORT OUTLET, 1/2 NPT & 1/4 NPT, W SHUTOFF , COMPRESSED FLEXIBLE TUBING | 91.72 | 55.03 | 1.43
MC7510V | 3/4" SINGLE PORT OUTLET, 1/2" NPT OUTLET PORT, WITH SHUTOFF , COMPRESSED FLEXIBLE TUBING | 73.19 | 43.91 | 1.58
MC7510W | 3/4" SINGLE PORT OUTLET, THRU WALL, 1/2" NPT OUTLET PORT , COMPRESSED FLEXIBLE TUBING | 92.85 | 55.71 | 1.29
MC8001 | 1/2" COMPRESSED FLEXIBLE TUBING X 3/8" MALE NPT STRAIGHT FITTING | 9.71 | 5.82 | 0.09
MC8002 | 1/2" COMPRESSED FLEXIBLE TUBING X 1/2" MALE NPT STRAIGHT FITTING | 10.3 | 6.18 | 0.09
MC8003 | 3/4" COMPRESSED FLEXIBLE TUBING X 3/4" MALE NPT FITTING | 22.32 | 13.39 | 0.18
MC8004 | 1" COMPRESSED FLEXIBLE TUBING X 1" MALE NPT STRAIGHT FITTING | 27.24 | 16.34 | 0.33
MC8005 | 3/4" COMPRESSED FLEXIBLE TUBING X 1/2" MALE NPT FITTING | 20.81 | 12.48 | 0.18
MC8006 | 1/2" COMPRESSED FLEXIBLE TUBING X 1/2" FEMALE NPT STRAIGHT FITTING | 11.69 | 7.01 | 0.09
MC8007 | 3/4" COMPRESSED FLEXIBLE TUBING X 3/4" FEMALE NPT STRAIGHT FITTING | 24.89 | 14.93 | 0.18
MC8009 | 1/2" COMPRESSED FLEXIBLE TUBING SINGLE PORT ELBOW, 1/2" FEMALE NPT | 17.83 | 10.7 | 0.14
MC8010 | 1/2" EQUAL TEE COMPRESSED FLEXIBLE TUBING | 17.58 | 10.55 | 0.15
MC8011 | 3/4" EQUAL TEE COMPRESSED FLEXIBLE TUBING | 31.9 | 19.14 | 0.38
MC8012 | 1" EQUAL TEE COMPRESSED FLEXIBLE TUBING | 41.45 | 24.87 | 0.58
MC8014 | 3/4" REDUCING TEE FITTING, DROP LEG 1/2" COMPRESSED FLEXIBLE TUBING | 27.84 | 16.7 | 0.31
MC8015 | 1" COMPRESSED FLEXIBLE TUBING X 3/4" MALE NPT STRAIGHT FITTING | 55.42 | 33.25 | 0.33
MC8016 | 1" REDUCING TEE FITTING, DROP LEG 1/2" COMPRESSED FLEXIBLE TUBING | 49.59 | 29.75 | 0.46
MC8018 | 1" REDUCING TEE FITTING, DROP LEG 3/4" COMPRESSED FLEXIBLE TUBING | 42.84 | 25.7 | 0.56
MC8019 | 1/2" REDUCING TEE X 1/2" FEMALE NPT COMPRESSED FLEXIBLE TUBING | 17.83 | 10.7 | 0.16
MC8020 | 1" X 1/2" REDUCING UNION FITTING COMPRESSED FLEXIBLE TUBING | 32.71 | 19.63 | 0.21
MC8021 | 1/2" UNION FITTING COMPRESSED FLEXIBLE TUBING | 13.1 | 7.86 | 0.08
MC8022 | 3/4" UNION FITTING COMPRESSED FLEXIBLE TUBING | 25.52 | 15.31 | 0.21
MC8023 | 1" UNION FITTING COMPRESSED FLEXIBLE TUBING | 33.58 | 20.15 | 0.32
MC8024 | 3/4" X 1/2" REDUCING UNION FITTING COMPRESSED FLEXIBLE TUBING | 25.04 | 15.03 | 0.15
MC8025 | 1" X 3/4" REDUCING UNION FITTING COMPRESSED FLEXIBLE TUBING | 33.98 | 20.39 | 0.27
MC8026 | 1/2" END CAP FITTING COMPRESSED FLEXIBLE TUBING | 17.29 | 10.38 | 0.07
MC8027 | 3/4" END CAP FITTING COMPRESSED FLEXIBLE TUBING | 19.82 | 11.89 | 0.17
MC8028 | 1" END CAP FITTING COMPRESSED FLEXIBLE TUBING | 24.48 | 14.69 | 0.2
MC8038 | 1/2" INLINE HAND VALVE COMPRESSED FLEXIBLE TUBING standard handle | 47.28 | 28.37 | 0.27
MC8039 | 3/4" INLINE HAND VALVE COMPRESSED FLEXIBLE TUBING | 47.84 | 28.71 | 0.55
MC8040 | 1" INLINE HAND VALVE COMPRESSED FLEXIBLE TUBING | 82.1 | 49.26 | 0.84
MC8054-10 | 1/2" REPLACEMENT ORING COMPRESSED FLEXIBLE TUBING | 5.99 | 3.59 | 0.02
MC8055-10 | 3/4" REPLACEMENT ORING COMPRESSED FLEXIBLE TUBING- PACK OF 10 | 6.99 | 4.19 | 0.03
MC8056-10 | 1" REPLACEMENT ORING COMPRESSED FLEXIBLE TUBING | 7.99 | 4.79 | 0.04
MC8067 | 3/4" ELBOW COMPRESSED FLEXIBLE TUBING | 29.02 | 17.41 | 0.27
MC8068 | 1" ELBOW COMPRESSED FLEXIBLE TUBING | 38.38 | 23.03 | 0.42
MC8078 | 3/4" REDUCING TEE, 1/2" FEMALE NPT DROP LEG COMPRESSED FLEXIBLE TUBING | 32.23 | 19.34 | 0.34
MC8080 | 1/2" ELBOW FITTING COMPRESSED FLEXIBLE TUBING | 13.18 | 7.91 | 0.11
MC8085 | 1/2" COMPRESSED FLEXIBLE TUBING X 1/2" MALE NPT ELBOW FITTING | 19.97 | 11.98 | 0.1
MC8086 | 3/4" COMPRESSED FLEXIBLE TUBING X 1/2" MALE NPT ELBOW FITTING | 31.91 | 19.15 | 0.36
MC8088 | 3/4" COMPRESSED FLEXIBLE TUBING X 3/4" MALE NPT ELBOW FITTING | 36.03 | 21.62 | 0.41
MC8089 | 1" REDUCING TEE, 3/4" FEMALE NPT DROP LEG, COMPRESSED FLEXIBLE TUBING | 38.38 | 23.03 | 0.48
MC8090 | 1" COMPRESSED FLEXIBLE TUBING X 1" MALE NPT ELBOW FITTING | 28.06 | 16.83 | 0.47
MC8092 | 1/2"-3/4"-1" HAND CRIMP TOOL COMPRESSED FLEXIBLE TUBING | 209.95 | 209.95 | 13
MC8101 | 1/2" SINGLE PORT OUTLET, 1/2" NPT OUTLET PORT , COMPRESSED FLEXIBLE TUBING | 53.44 | 32.06 | 0.9
MC8101V | 1/2" SINGLE PORT OUTLET, 1/2" NPT OUTLET PORT, WITH SHUTOFF , COMPRESSED FLEXIBLE TUBING | 69.41 | 41.65 | 1.32
MC8200 | 1/2" MULTI PORT OUTLET, 1/2" NPT PORT (4X), , COMPRESSED FLEXIBLE TUBING | 71.9 | 43.14 | 1.32
MC8200V | 1/2" MULTI PORT OUTLET, 1/2" NPT PORT (4X), W SHUTOFF , COMPRESSED FLEXIBLE TUBING | 92.06 | 55.24 | 2.15
MC8201 | 3/4" MULTI PORT OUTLET, 1/2" NPT PORT (4X), , COMPRESSED FLEXIBLE TUBING | 81.71 | 49.03 | 1.5
MC8201V | 3/4" MULTI PORT OUTLET, 1/2" NPT PORT (4X), W SHUTOFF , COMPRESSED FLEXIBLE TUBING | 115.04 | 69.02 | 2.1
MC8203 | 1" MULTI PORT OUTLET, 1/2" NPT PORT (4X), , COMPRESSED FLEXIBLE TUBING | 105.02 | 63.01 | 1.7
MC8203V | 1" MULTI PORT OUTLET, 1/2" NPT PORT (4X), W SHUTOFF , COMPRESSED FLEXIBLE TUBING | 136.68 | 82.01 | 2.4
MDD250 | 1/4" MINI DISPOSABLE INLINE DESICCANT DRYER, 2 PK | 39.94 | 23.96 | #N/A
PCA250 | PAINTERS CLIP ASSEMBLY, NON STATIC HOSE, REGULATOR AND DRYER | 195 | 117 | #N/A
R-03050 | HOSE REEL, 3/8 X 50 FT, 1/2" INLET X 1/4" NPT OUTLET, BLUE, DUAL ARM, ALL METAL, RAPIDAIR | 242.74 | 145.64 | 35
R-03075 | HOSE REEL, 3/8 X 75 FT, 1/2" INLET X 1/4" NPT OUTLET, BLUE, DUAL ARM, ALL METAL, RAPIDAIR | 332.74 | 199.64 | 55
R-05050 | HOSE REEL, 1/2 X 50 FT, 1/2" INLET X 1/2" NPT OUTLET, BLUE, DUAL ARM, ALL METAL, RAPIDAIR | 302.74 | 181.64 | 50
R-05100 | HOSE REEL, 1/2 X 100 FT, 1/2" INLET X 1/2" NPT OUTLET, BLUE, RAPIDAIR **SHIP LTL ONLY ** | 692.74 | 415.64 | 75
R-PS03050 | REPLACEMENT PAWL/SPRING FOR R-03050 HOSE REEL | 12.38 | 7.43 | #N/A
R-PS03050-5 | REPLACEMENT PAWL/SPRING FOR R-03050 HOSE REEL, QTY 5 | 55.69 | 33.41 | #N/A
R-PS05050 | REPLACEMENT PAWL/SPRING FOR R-03075 & R-05050 HOSE REEL | 13.75 | 8.25 | #N/A
R-PS05050-5 | REPLACEMENT PAWL/SPRING FOR R-03075 & R-05050 HOSE REEL, QTY 5 | 61.88 | 37.13 | #N/A
R-PS05100 | REPLACEMENT PAWL/SPRING FOR R-05100 HOSE REEL | 16.96 | 10.18 | #N/A
R-PS05100-5 | REPLACEMENT PAWL/SPRING FOR R-05100 HOSE REEL, QTY 5 | 76.31 | 45.79 | #N/A
R-RH23050 | 3/8" X 50' REPLACEMENT HOSE FOR HOSE REEL R-03050 | 129.94 | 77.96 | #N/A
R-RH23075 | 3/8" X 75' REPLACEMENT HOSE FOR HOSE REEL R-03075 | 199.92 | 119.95 | #N/A
R-RH25050 | 1/2" X 50' REPLACMENT HOSE FOR HOSE REEL R-05050 | 159.19 | 95.51 | #N/A
R-RH25100 | 1/2" X 100' REPLACEMENT HOSE FOR HOSE REEL R-05100 | 315.99 | 189.6 | #N/A
R-SB03050 | SWIVEL BRACKET FOR R-03050 | 71.7 | 43.02 | 3.5
R-SB05050 | SWIVEL BRACKET FOR R-05050 | 84.95 | 50.97 | #N/A
SBBV125 | BREATHER VENT, 1/8", 10PK | 15.83 | 9.5 | #N/A
SBBV250 | BREATHER VENT, 1/4", 10PK | 18.61 | 11.17 | #N/A
SBBV375 | BREATHER VENT, 3/8", 10PK | 25.28 | 15.17 | #N/A
SBBV500 | BREATHER VENT, 1/2", 10PK | 32.78 | 19.67 | #N/A
SBEM125 | PNEUMATIC EXHAUST MUFFLER, 1/8" NPT, 10PK | 26.11 | 15.67 | #N/A
SBEM250 | PNEUMATIC EXHAUST MUFFLER, 1/4" NPT, 10PK | 28.89 | 17.33 | #N/A
SBEM375 | PNEUMATIC EXHAUST MUFFLER, 3/8" NPT, 10PK | 40 | 24 | #N/A
SBEM500 | PNEUMATIC EXHAUST MUFFLER, 1/2" NPT, 10PK | 55.83 | 33.5 | #N/A
SBHDM125 | HEAVY-DUTY SILENCER/MUFFLER, 1/8" MALE NPT, 5PK | 46.03 | 27.62 | #N/A
SBHDM250 | HEAVY-DUTY SILENCER/MUFFLER, 1/4" MALE NPT, 5PK | 46.03 | 27.62 | #N/A
SBHDM375 | HEAVY-DUTY SILENCER/MUFFLER, 3/8" MALE NPT, 5 PK | 69.41 | 41.65 | #N/A
SBHDM500 | HEAVY-DUTY SILENCER/MUFFLER, 1/2" MALE NPT, 5 PK | 69.41 | 41.65 | #N/A
SBSC125 | SPEED CONTROL MUFFLER, 1/8" NPT, 20 SCFM, 10PK | 61.39 | 36.83 | #N/A
SBSC250 | SPEED CONTROL MUFFLER, 1/4" NPT, 30 SCFM,10PK | 68.06 | 40.84 | #N/A
SBSC375 | SPEED CONTROL MUFFLER, 3/8" NPT, 40 SCFM, 10 PK | 87.22 | 52.33 | #N/A
SBSC500 | SPEED CONTROL MUFFLER, 1/2" NPT, 60 SCFM, 10 PK | 114.17 | 68.5 | #N/A
ST010T062 | 1/2" MAXLINE STRUT CUSHION CLAMP .62 O.D 5/8"" TUBING | 3.36 | 2.01 | 0.125
ST035NP100 | 1" MAXLINE STRUT CUSHION CLAMP 1"" N. PIPE 1.31 O.D. | 3.79 | 2.27 | 0.2125
ST068T250 | 2" MAXLINE STRUT CUSHION CLAMP 63MM -2-1/2" ALUM PIPE | 5.52 | 3.31 | 0.45
T0925 | 1/4" TSUNAMI MOUNT BRACKET, 21999-0867 | 22.35 | 22.35 | 0.1
T0950 | 1/2" TSUNAMI MOUNT RAPIDAIR BRACKET, plus (2) mount screws #8 x 2-1/4 | 27.8 | 27.8 | 0.17
T6025 | 1/4" NPT TSUNAMI WATER SEPARATOR UNIT, 21999-0390 | 215.5 | 215.5 | 1.52
T6050 | 1/2" NPT TSUNAMI WATER SEPARATOR UNIT, 21999-0131 | 343.75 | 343.75 | 4
T6075 | 3/4" NPT TSUNAMI WATER SEPARATOR UNIT, 2199-1034 | 417.75 | 417.75 | 10
T6100 | TSUNAMI WATER SEPARATOR 1" NPT, 21999-0082 | 417.5 | 417.5 | 5.6
T6125 | 1/4" TSUNAMI WATER SEPARATOR SERVICE KIT, 21999-0846 | 69.25 | 69.25 | 0.33
T6150 | 1/2" TSUNAMI WATER SEPARATOR SERVICE KIT, 21999-0227 | 83.75 | 83.75 | 0.65
T6175 | 3/4" TSUNAMI WATER SEPARATOR SERVICE KIT, 21999-0228 | 123.95 | 123.95 | 0.96
T7025 | 1/4" NPT TSUNAMI OIL COALESCING FILTER UNIT, 21999-0390-Z-FD | 215.6 | 215.6 | 1.47
T7050 | 1/2" NPT TSUNAMI OIL COALESCING FILTER UNIT, 21999-0131-Z-FD | 357.25 | 357.25 | 3.5
T7100 | TSUNAMI OIL COALESCING FILTER UNIT, 1" NPT, 21999-0082-Z-FD | 424.3 | 424.3 | 4.9
T7125 | 1/4" TSUNAMI OIL COALESCING REPLACEMENT ELEMENT, CHANGE AT LEAST EVERY 6 MONTHS each | 35.75 | 35.75 | 0.05
T7150 | 1/2" TSUNAMI OIL COALESCING REPLACEMENT ELEMENT, CHANGE AT LEAST EVERY 6 MONTHS each | 50.25 | 50.25 | 0.6
T8025 | 1/4" NPT TSUNAMI ACTIVATED CARBON FILTER UNIT, 21999-0390-AC | 204.25 | 204.25 | 1.4
T8050 | 1/2" NPT TSUNAMI ACTIVATED CARBON FILTER UNIT, 21999-0131-AC | 324.75 | 324.75 | 3.54
T8125 | 1/4" TSUNAMI ACTIVATED CARBON REPLACEMENT ELEMENT, CHANGE AT LEAST EVERY 6 MONTHS each | 48.95 | 48.95 | 0.05
T8150 | 1/2" TSUNAMI ACTIVATED CARBON REPLACEMENT ELEMENT, CHANGE AT LEAST EVERY 6 MONTHS each | 103.45 | 103.45 | 0.14
T9025 | 1/4" NPT TSUMANI FILTRATION PACKAGE #5, WATER SEP, OIL COALESCING, ACTIVE CARBON FILTERS, 21999-0421 | 677.75 | 677.75 | 4.54
T9050 | 1/2" NPT TSUNAMI FILTRATION PACKAGE #5, WATER SEP, OIL COALESCING, ACTIVE CARBON FILTERS, 21999-0255 | 1040.25 | 1040.25 | 14.59
VAIR-150 | Breathing Air Kit 1", 150 CFM | 4992.64 | 3744.48 | #N/A
VAIR-150REK | REPLACEMENT ELEMENT KIT: COM-1105, COM-1106, COM-1107 FOR VAIR-150 | 599.96 | 419.97 | #N/A
XDV-250-115V | TIMER CONTROLLED, 1/4", 115V, 250 PSI | 89.94 | 71.95 | #N/A
XDV-250-115V-FBV | 1/2" MNPT Inlet Drain,Timer Controlled, Electric, 1/4 Female NPT Outlet, 115 Volt | 99.95 | 79.96 | #N/A
XDV-380-115V | TIMER CONTROLLED, 3/8", 115V, 250 PSI | 92.95 | 74.36 | #N/A
XDV-500-115V | TIMER CONTROLLED, 1/2", 115V, 250 PSI | 94.95 | 75.96 | #N/A
XDV-500-115V-BASE | TIMER CONTROLLED, 1/2"NPT VALVE BASE, 115V, 250 PSI | 39.95 | 31.96 | #N/A
AA-025MY | 1/4" NPT 15 CFM FILTER ASSEMBLY MOISTURE SEPARATOR-OIL COALESCING | 367.45 | 238.84 | #N/A
AA-025MYA | 1/4" NPT 15 CFM FILTER ASSEMBLY MOISTURE SEPARATOR-OIL COALESCING-CARBON | 545.95 | 354.86 | #N/A
AA-025MYAR | 1/4" NPT 15 CFM FILTER ASSEMBLY MOISTURE SEPARATOR-OIL COALESCING-CARBON-REGULATOR | 609.95 | 396.47 | #N/A
AA-025MYR | 1/4" NPT 15 CFM FILTER ASSEMBLY MOISTURE SEPARATOR-OIL COALESCING-REGULATOR | 429.95 | 279.47 | #N/A
AA-050MY | 1/2" NPT 60 CFM FILTER ASSEMBLY MOISTURE SEPARATOR-OIL COALESCING | 459.95 | 298.97 | #N/A
AA-050MYA | 1/2" NPT 60 CFM FILTER ASSEMBLY MOISTURE SEPARATOR-OIL COALESCING-CARBON | 735.25 | 477.91 | #N/A
AA-050MYAR | 1/2" NPT 60 CFM FILTER ASSEMBLY MOISTURE SEPARATOR-OIL COALESCING-CARBON-REGULATOR | 859.95 | 558.97 | #N/A
AA-050MYR | 1/2" NPT 60 CFM FILTER ASSEMBLY MOISTURE SEPARATOR-OIL COALESCING-REGULATOR | 584.95 | 380.22 | #N/A
AA-075MY | 3/4" NPT 90 CFM FILTER ASSEMBLY MOISTURE SEPARATOR-OIL COALESCING | 564.95 | 367.22 | #N/A
AA-075MYA | 3/4" NPT 90 CFM FILTER ASSEMBLY MOISTURE SEPARATOR-OIL COALESCING-CARBON | 909.45 | 591.14 | #N/A
AA-075MYAR | 3/4" NPT 90 CFM FILTER ASSEMBLY MOISTURE SEPARATOR-OIL COALESCING-CARBON-REGULATOR | 1059.45 | 688.64 | #N/A
AA-075MYR | 3/4" NPT 90 CFM FILTER ASSEMBLY MOISTURE SEPARATOR-OIL COALESCING-REGULATOR | 715.25 | 464.91 | #N/A
AA-100MY | 1" NPT 150 CFM FILTER ASSEMBLY MOISTURE SEPARATOR-OIL COALESCING | 609.95 | 396.47 | #N/A
AA-100MYA | 1" NPT 150 CFM FILTER ASSEMBLY MOISTURE SEPARATOR-OIL COALESCING-CARBON | 999.45 | 649.64 | #N/A
AA-100MYAR | 1" NPT 150CFM FILTER ASSEMBLY MOISTURE SEPARATOR-OIL COALESCING-CARBON-REGULATOR | 1265.45 | 822.54 | #N/A
AA-100MYR | 1" NPT 150CFM FILTER ASSEMBLY MOISTURE SEPARATOR-OIL COALESCING-REGULATOR | 875.95 | 569.37 | #N/A
AA-18-0025 | 1/8 ACTIVE ALUMINA, 25 LB BOX, 4X8, 3.2MM | 118.89 | 95.11 | #N/A
AA-18-0050 | 1/8 ACTIVE ALUMINA, 50 LB BOX, 4X8, 3.2MM | 139.95 | 111.96 | #N/A
AA-18-0100 | 1/8 ACTIVE ALUMINA, 100 LB BOX, 4X8, 3.2MM | 279.9 | 223.92 | #N/A
AA-18-0350 | SPECIAL ORDER: 1/8 ACTIVE ALUMINA, 350 LB, 4X8, 3.2MM | 1029.47 | 823.58 | #N/A
AA-18-1764 | SPECIAL ORDER:1/8 ACTIVE ALUMINA, 1764 LB, 4X8, 3.2MM | 4657.24 | 3725.79 | #N/A
AA-316-0025 | 3/16 ACTIVE ALUMINA, 25 LB BOX, 3X6, 4.8MM | 118.89 | 95.11 | #N/A
AA-316-0050 | 3/16 ACTIVE ALUMINA, 50 LB BAG, 3X6, 4.8MM | 139.95 | 111.96 | #N/A
AA-316-0100 | 3/16 ACTIVE ALUMINA, 100 LB BAG, 3X6, 4.8MM | 279.9 | 223.92 | #N/A
AA-316-0350 | SPECIAL ORDER: 3/16 ACTIVE ALUMINA, 350 LB, 3X6, 4.8MM | 1029.47 | 823.58 | #N/A
AA-316-1764 | SPECIAL ORDER: 3/16 ACTIVE ALUMINA, 1764 LB, 3X6, 4.8MM | 4657.24 | 3725.79 | #N/A
AE-025A | Element,15 CFM, 0.01 MICRON, ACTIVATED CARBON | 65.22 | 52.18 | #N/A
AE-025P | 15 CFM, 5 MICRON, PRE-FILTER | 65.22 | 52.18 | #N/A
AE-025X | 15 CFM, 1 MICRON, GENERAL PURPOSE | 65.22 | 52.18 | #N/A
AE-025Y | 15 CFM, 0.01 MICRON, OIL REMOVAL, COALESCING | 65.22 | 52.18 | #N/A
AE-050A | 61 CFM, 0.01 MICRON, ACTIVATED CARBON | 71.04 | 56.83 | #N/A
AE-050P | 61 CFM, 5 MICRON, PRE-FILTER | 71.04 | 56.83 | #N/A
AE-050X | 61 CFM, 1 MICRON, GENERAL PURPOSE | 71.04 | 56.83 | #N/A
AE-050Y | 61 CFM, 0.01 MICRON, OIL REMOVAL, COALESCING | 71.04 | 56.83 | #N/A
AE-075A | 92 CFM, 0.01 MICRON, ACTIVATED CARBON | 152.46 | 121.97 | #N/A
AE-075P | 92 CFM, 5 MICRON, PRE-FILTER | 152.46 | 121.97 | #N/A
AE-075X | 92 CFM, 1 MICRON, GENERAL PURPOSE | 152.46 | 121.97 | #N/A
AE-075Y | 92 CFM, 0.01 MICRON, OIL REMOVAL, COALESCING | 152.46 | 121.97 | #N/A
AE-100A | 154 CFM, 0.01 MICRON, ACTIVATED CARBON | 175.8 | 140.64 | #N/A
AE-100P | 154 CFM, 5 MICRON, PRE-FILTER | 175.8 | 140.64 | #N/A
AE-100X | 154 CFM, 1 MICRON, GENERAL PURPOSE | 175.8 | 140.64 | #N/A
AE-100Y | 154 CFM, 0.01 MICRON, OIL REMOVAL, COALESCING | 175.8 | 140.64 | #N/A
AE-150A | 370 CFM, 0.01 MICRON, ACTIVATED CARBON | 292.74 | 234.19 | #N/A
AE-150P | 370 CFM, 5 MICRON, PRE-FILTER | 292.74 | 234.19 | #N/A
AE-150X | 370 CFM, 1 MICRON, GENERAL PURPOSE | 292.74 | 234.19 | #N/A
AE-150Y | 370 CFM, 0.01 MICRON, OIL REMOVAL, COALESCING | 292.74 | 234.19 | #N/A
AE-200A | 526 CFM, 0.01 MICRON, ACTIVATED CARBON | 355.56 | 284.45 | #N/A
AE-200P | 526 CFM, 5 MICRON, PRE-FILTER | 355.56 | 284.45 | #N/A
AE-200X | 526 CFM, 1 MICRON, GENERAL PURPOSE | 355.56 | 284.45 | #N/A
AE-200Y | 526 CFM, 0.01 MICRON, OIL REMOVAL, COALESCING | 355.56 | 284.45 | #N/A
AE-300A | 1124 CFM, 0.01 MICRON, ACTIVATED CARBON | 379.45 | 303.56 | #N/A
AE-300P | 1124 CFM, 5 MICRON, PRE-FILTER | 379.45 | 303.56 | #N/A
AE-300X | 1124 CFM, 1 MICRON, GENERAL PURPOSE | 379.45 | 303.56 | #N/A
AE-300Y | 1124 CFM, 0.01 MICRON, OIL REMOVAL, COALESCING | 379.45 | 303.56 | #N/A
AF-025A | GX, 15 CFM, 1/4", CARBON | 175 | 140 | #N/A
AF-025P | GX, 15 CFM, 1/4", PRE-FILTER | 175 | 140 | #N/A
AF-025X | GX, 15 CFM, 1/4", GENERAL PURPOSE | 175 | 140 | #N/A
AF-025Y | GX, 15 CFM, 1/4", OIL REMOVAL | 175 | 140 | #N/A
AF-050A | GX, 61 CFM, 1/2", CARBON | 195 | 156 | #N/A
AF-050P | GX, 61 CFM, 1/2", PRE-FILTER | 195 | 156 | #N/A
AF-050X | GX, 61 CFM, 1/2", GENERAL PURPOSE | 195 | 156 | #N/A
AF-050Y | GX, 61 CFM, 1/2", OIL REMOVAL | 195 | 156 | #N/A
AF-075A | GX, 92 CFM, 3/4", CARBON | 265 | 212 | #N/A
AF-075P | GX, 92 CFM, 3/4", PRE-FILTER | 265 | 212 | #N/A
AF-075X | GX, 92 CFM, 3/4", GENERAL PURPOSE | 265 | 212 | #N/A
AF-075Y | GX, 92 CFM, 3/4", OIL REMOVAL | 265 | 212 | #N/A
AF-100A | GX, 154 CFM, 1", CARBON | 295 | 236 | #N/A
AF-100P | GX, 154 CFM, 1", PRE-FILTER | 295 | 236 | #N/A
AF-100X | GX, 154 CFM, 1", GENERAL PURPOSE | 295 | 236 | #N/A
AF-100Y | GX, 154 CFM, 1", OIL REMOVAL | 295 | 236 | #N/A
AF-150A | GX, 370 CFM, 1-1/2", CARBON | 395 | 316 | #N/A
AF-150P | GX, 370 CFM, 1-1/2", PRE-FILTER | 395 | 316 | #N/A
AF-150X | GX, 370 CFM, 1-1/2", GENERAL PURPOSE | 395 | 316 | #N/A
AF-150Y | GX, 370 CFM, 1-1/2", OIL REMOVAL | 395 | 316 | #N/A
AF-200A | GX, 526 CFM, 2", CARBON | 615 | 492 | #N/A
AF-200P | GX, 526 CFM, 2", PRE-FILTER | 615 | 492 | #N/A
AF-200X | GX, 526 CFM, 2", GENERAL PURPOSE | 615 | 492 | #N/A
AF-200Y | GX, 526 CFM, 2", OIL REMOVAL | 615 | 492 | #N/A
AF-300A | GX, 1124 CFM, 3", CARBON | 1025 | 820 | #N/A
AF-300P | GX, 1124 CFM, 3", PRE-FILTER | 1025 | 820 | #N/A
AF-300X | GX, 1124 CFM, 3", GENERAL PURPOSE | 1025 | 820 | #N/A
AF-300Y | GX, 1124 CFM, 3", OIL REMOVAL | 1025 | 820 | #N/A
AM-025 | MOISTURE SEPARATOR, 15 CFM, 1/4", WITH DRAIN, GREY | 109.49 | 87.59 | #N/A
AM-050 | MOISTURE SEPARATOR, 60 CFM, 1/2", WITH DRAIN, GREY | 134.94 | 107.95 | #N/A
AM-075 | MOISTURE SEPARATOR, 120 CFM, 3/4", WITH DRAIN, GREY | 159.49 | 127.59 | #N/A
AM-100 | MOISTURE SEPARATOR, 175 CFM, 1", WITH DRAIN, GREY | 184.94 | 147.95 | #N/A
AM-150 | MOISTURE SEPARATOR, 350 CFM, 1-1/2", WITH DRAIN, GREY | 209.49 | 167.59 | #N/A
AM-200 | MOISTURE SEPARATOR, 700 CFM, 2", WITH DRAIN, GREY | 299.49 | 239.59 | #N/A
AM-300 | MOISTURE SEPARATOR, 1300 CFM, 3", WITH DRAIN, GREY | 429.49 | 343.59 | #N/A
BRK-60201 | PART, WALL BRACKET, TIMER DRAIN | 23.64 | 18.91 | #N/A
CBV-5038-115V | 1/2", COMBI TIMER CONTROLLED DRAIN 115V 1/2 IN X 3/8 OUT NPT (4MM) | 129.99 | 104 | #N/A
CBV-5038-115V | 1/2", COMBI TIMER CONTROLLED DRAIN 115V 1/2 IN X 3/8 OUT NPT (4MM) | 129.99 | 104 | #N/A
CDD-005 | DRYER, DESICCANT, COMPACT, 5 CFM, 1/4", | 221.78 | 177.42 | #N/A
CDD-005-DES | REPLACE DESICCANT, CDD-005, 1.05KG/2.31LB | 30.35 | 24.28 | #N/A
CDD-010 | DRYER, DESICCANT, COMPACT, 10 CFM, 1/4", | 277.2 | 221.76 | #N/A
CDD-010-DES | REPLACE DESSICANT CDD-010 1.51KG/3.33LBS | 43.82 | 35.05 | #N/A
CDD-025 | DRYER, DESICCANT, COMPACT, 25 CFM, 1/2" | 332.62 | 266.1 | #N/A
CDD-025-DES | REPLACE DESICCANT CDD-025 2.43kg/5.36lbs | 70.37 | 56.3 | #N/A
CDD-030 | DRYER, DESICCANT, COMPACT, 30, 1/2" | 388.09 | 310.47 | #N/A
CDD-030-DES | REPLACE DESICCANT CDD-030 2.89kg/6.37LB | 83.79 | 67.03 | #N/A
CDD2-005 | 2 STAGE DRYER, DESICCANT, COMPACT, 5 CFM, 1/4" | 509.09 | 509.09 | #N/A
CDD2-010 | 2 STAGE DRYER, DESICCANT, COMPACT, 10 CFM, 1/4" | 339.95 | 339.95 | #N/A
CDD2-025 | 2 STAGE DRYER, DESICCANT, COMPACT, 25 CFM, 1/2" | 374.78 | 374.78 | #N/A
CDD2-030 | 2 STAGE DRYER, DESICCANT, COMPACT, 30 CFM, 1/2", | 409.58 | 409.58 | #N/A
CDD-RNG-K | CDD HEAD O-RING | 8 | 6.4 | #N/A
DPG-1000 | AIR GAUGE, DIFFERENTIAL | 136.85 | 109.48 | #N/A
FBV-125 | PART, VALVE, FILTER BALL, 1/8"-1/2" INLET | 19.97 | 15.97 | #N/A
FBV-250 | PART, VALVE, FILTER BALL, 1/4"-1/2" NPT INLET | 16.47 | 13.17 | #N/A
FBV-255025 | PART, VALVE, FILTER BALL, 1/4"-1/2" MALE AND 1/4" FEMALE DUAL INLET | 16.94 | 13.55 | #N/A
FBV-380 | PART, VALVE, FILTER BALL, 3/8"-1/2" INLET | 16.47 | 13.17 | #N/A
FBV-385025 | PART, VALVE, FILTER BALL, 3/8"-1/2" MALE AND 1/4" FEMALE DUAL INLET | 16.94 | 13.55 | #N/A
FBV-500 | PART, VALVE, FILTER BALL, 1/2"-1/2" NPT INLET | 16.47 | 13.17 | #N/A
FBV-505025 | PART, VALVE, FILTER BALL, 1/2"-1/2" MALE AND 1/4" FEMALE DUAL INLET | 20.19 | 16.15 | #N/A
FCC-1 | CLAMP, FILTER, FCC-1 (A) | 39.6 | 31.68 | #N/A
FCC-2 | CLAMP, FILTER, FCC-2 (B) | 62.61 | 50.09 | #N/A
FCC-3 | CLAMP, FILTER, FCC-3 (C) | 65.13 | 52.1 | #N/A
FCC-4 | CLAMP, FILTER, FCC-4 (D) | 90.38 | 72.3 | #N/A
FCC-5 | CLAMP, FILTER, FCC-5 (E) | 127.93 | 102.34 | #N/A
G-K-RNG-01 | KIT, O-RING, FILTER | 12 | 9.6 | #N/A
G-K-RNG-02 | KIT, O-RING, FILTER | 14 | 11.2 | #N/A
G-K-RNG-03 | KIT, O-RING, FILTER | 16 | 12.8 | #N/A
G-K-RNG-04 | KIT, O-RING, FILTER | 18 | 14.4 | #N/A
G-K-RNG-05 | KIT, O-RING, FILTER | 20 | 16 | #N/A
MBVP-0250-BR | MOTORIZED BALL, 1/4", 110-230V, BRASS | 538.84 | 431.07 | #N/A
MBVP-0250-SS | MOTORIZED BALL, 1/4", 110-230V, SS316 | 607.96 | 486.37 | #N/A
MBVP-0500-BR | MOTORIZED BALL, 1/2", 110-230V, BRASS | 617.25 | 493.8 | #N/A
MBVP-0500-SS | MOTORIZED BALL, 1/2", 110-230V, SS316 | 757.55 | 606.04 | #N/A
MBVP-0750-BR | MOTORIZED BALL, 3/4", 110-230V, BRASS | 640.64 | 512.51 | #N/A
MBVP-0750-SS | MOTORIZED BALL, 3/4", 110-230V, SS316 | 855.75 | 684.6 | #N/A
MBVP-1000-BR | MOTORIZED BALL, 1", 110-230V, BRASS | 682.73 | 546.18 | #N/A
MBVP-1000-SS | MOTORIZED BALL, 1", 110-230V, SS316 | 898.58 | 718.86 | #N/A
MBVP-1250-BR | MOTORIZED BALL, 1-1/4", 110-230V, BRASS | 726.89 | 581.51 | #N/A
MBVP-1250-SS | MOTORIZED BALL, 1-1/4", 110-230V, SS316 | 1109.29 | 887.43 | #N/A
MDTOT-01 | NO LOSS, FLOAT OPERATED, 1/2", EGG, 230PSI | 106.23 | 84.99 | #N/A
MDV-400 | DRAIN, INTERNAL FLOAT, 1/8 NPT DRAIN PORT | 44.1 | 35.28 | #N/A
MDV-EF1 | BRASS REPL FOR EF1 DRAIN, 232PSI, 1/2 | 92 | 73.6 | #N/A
MKON-155-KIT | RNC DRYER ELEMENT KIT; FOR RNC-0035,50,60,75; 2022 OR NEWER | 355.45 | 284.36 | #N/A
MKON-405-KIT | RNC DRYER ELEMENT KIT; FOR RNC-0100; 2022 OR NEWER | 599.82 | 479.86 | #N/A
MKON-55-KIT | RNC DRYER ELEMENT KIT FOR RNC -0010 OR 0015; 2022 OR NEWER | 244.37 | 195.5 | #N/A
MKON-75-KIT | RNC DRYER ELEMENT KIT; FOR RNC-0025; 2023 OR NEWER | 244.8 | 159.12 | #N/A
MMR-003-050-115V | REGENERATIVE, MODULAR, 3 CFM, 1/2", 115V | 1499.4 | 1499.4 | #N/A
MMR-005-050-115V | REGENERATIVE, MODULAR, 5 CFM, 1/2", 115V | 1561.99 | 1561.99 | #N/A
MMR-010-050-115V | REGENERATIVE, MODULAR, 10 CFM, 1/2", 115V | 1692.25 | 1692.25 | #N/A
MMR-015-050-115V | REGENERATIVE, MODULAR, 15 CFM, 1/2", 115V | 1844.79 | 1844.79 | #N/A
MMR-020-050-115V | REGENERATIVE, MODULAR, 20 CFM, 1/2", 115V | 2058.76 | 2058.76 | #N/A
MMR-025-050-115V | REGENERATIVE, MODULAR, 25 CFM, 1/2", 115V | 2224.01 | 2224.01 | #N/A
MMR-030-050-115V | REGENERATIVE, MODULAR, 30 CFM, 1/2", 115V | 2308.75 | 2308.75 | #N/A
MMR-040-150-115V | REGENERATIVE, MODULAR, 40 CFM, 1-1/2", 115V | 2949.74 | 2949.74 | #N/A
MMR-050-150-115V | REGENERATIVE, MODULAR, 50 CFM, 1-1/2", 115V | 3023.89 | 3023.89 | #N/A
MMR-060-150-115V | REGENERATIVE, MODULAR, 60 CFM, 1-1/2", 115V | 3072.61 | 3072.61 | #N/A
MMR-075-150-115V | REGENERATIVE, MODULAR, 75 CFM, 1-1/2", 115V | 3949.77 | 3949.77 | #N/A
MMR-100-150-115V | REGENERATIVE, MODULAR, 100 CFM, 1-1/2", 115V | 4992.85 | 4992.85 | #N/A
MNLD-1765-044-L | NO LOSS, FLOAT OPERATED, 1/2"X3/8", 1765 CFM, 44 PSI | 487.97 | 390.38 | #N/A
MNLD-1765-144-L | NO LOSS, FLOAT OPERATED, 1/2"X3/8", 1765 CFM, 144 PSI | 487.97 | 390.38 | #N/A
MNLD-1765-232-L | NO LOSS, FLOAT OPERATED, 1/2"X3/8", 1765 CFM, 232 PSI | 487.97 | 390.38 | #N/A
MNLD-4590-044-L | NO LOSS, FLOAT OPERATED, 3/4"X1/2", 4590 CFM, 44 PSI | 829.47 | 663.57 | #N/A
MNLD-4590-144-L | NO LOSS, FLOAT OPERATED, 3/4"X1/2", 4590 CFM, 144 PSI | 829.47 | 663.57 | #N/A
MNLD-4590-232-L | NO LOSS, FLOAT OPERATED, 3/4"X1/2", 4590 CFM, 232 PSI | 829.47 | 663.57 | #N/A
MP-0350 | OIL WATER SEPARATOR, MINI, 7 GALLON | 897.75 | 807.98 | #N/A
MP-KIT-01 | OIL WATER SEPARATOR INSTALLATION KIT MP-KIT-01 | 209.95 | 188.96 | #N/A
MP-KIT-02 | OIL WATER SEPARATOR INSTALLATION KIT MP-KIT-02 | 322.15 | 289.94 | #N/A
MP-KIT-03 | OIL WATER SEPARATOR INSTALLATION KIT MP-KIT-03 | 487.24 | 438.52 | #N/A
MS-0350-150NPT-50NPT | MOISTURE SEPARATOR, 350 CFM, 1", 1/2" NPT PORT | 147 | 147 | #N/A
MS-0700-200NPT-50NPT | MOISTURE SEPARATOR, 700 CFM, 2", 1/2" NPT PORT | 255 | 255 | #N/A
MS-1300-300NPT-50NPT | MOISTURE SEPARATOR, 1300 CFM, 3", 1/2" NPT PORT | 351 | 351 | #N/A
MS-K-01 | MOISTURE SEPARATOR KIT HEAD SEAL O-RING 15/60 | 12.75 | 10.2 | #N/A
MS-K-02 | MOISTURE SEPARATOR KIT HEAD SEAL O-RING 120/175/350 | 15.75 | 12.6 | #N/A
MS-K-03 | MOISTURE SEPARATOR KIT HEAD SEAL O-RING 700 | 18.75 | 15 | #N/A
MS-K-04 | MOISTURE SEPARATOR KIT HEAD SEAL O-RING 1300 | 24.75 | 19.8 | #N/A
MSV-4A4X8 | MOLECULAR SIEVE DESICCANT, 4 ANGSTROM, 4X8 MESH, 200 LB Drum | 9.95 | 7.96 | #N/A
NLD-0005 | NO LOSS, ELECTRONIC, IN 1/2"X2 OUT 3/8", 90-260V, | 364.94 | 291.95 | #N/A
NLD-0005N | NO LOSS, ELECTRONIC, IN 1/2"X2 OUT 1/2"X1, 90-260V, | 359.94 | 287.95 | #N/A
NLD-0015 | NO LOSS, ELECTRONIC, IN 1/2"X2" OUT 1/2", 90-260V, | 487.94 | 390.35 | #N/A
NLD-0015HP | NO LOSS, ELECTRONIC, IN 1/2"X2" OUT 3/8", 90-260V, | 997.47 | 797.98 | #N/A
NLD-0050 | NO LOSS, ELECTRONIC, IN 1/2"X2" OUT 1/2", 90-260V, | 779.97 | 623.98 | #N/A
NLD-0150 | NO LOSS, ELECTRONIC, IN 3/4"X3" OUT 1/2"X1", 90-260V, | 1019.97 | 815.98 | #N/A
RNC-0010 | REFRIGERATED, 10 CFM, 1/2", 115V | 1449 | 1159.2 | #N/A
RNC-0015 | REFRIGERATED, 15 CFM, 1/2", 115V | 1469 | 1175.2 | #N/A
RNC-0025 | REFRIGERATED, 25 CFM, 1/2", 115V | 1499 | 1199.2 | #N/A
RNC-0035 | REFRIGERATED, 35 CFM, 3/4", 115V | 1999 | 1599.2 | #N/A
RNC-0050 | REFRIGERATED, 50 CFM, 3/4", 115V | 2299 | 1839.2 | #N/A
RNC-0060 | REFRIGERATED, 60 CFM, 3/4", 115V | 2499 | 1999.2 | #N/A
RNC-0075 | REFRIGERATED, 75 CFM, 3/4", 115V | 2949 | 2359.2 | #N/A
RNC-0100 | REFRIGERATED, 100 CFM, 1-1/2", 115V | 3499 | 2799.2 | #N/A
RNC-0125 | REFRIGERATED, 125 CFM, 1-1/2", 115V | 3799 | 3039.2 | #N/A
RNC-0150 | ALL-IN-ONE DIGITAL CYCLING REFRIGERATED DRYER (2 INTEGRATED FILTERS) 150CFM, 1-1/2, 230V | 4749 | 4749 | #N/A
RST-0010 | REFRIGERATED, 10 CFM, 1/2", 115V | 1095 | 876 | #N/A
RST-0015 | REFRIGERATED, 15 CFM, 1/2", 115V | 1175 | 940 | #N/A
RST-0025 | REFRIGERATED, 25 CFM, 1/2", 115V | 1295 | 1036 | #N/A
RST-0035 | #N/A | 1595 | 1276 | #N/A
RST-0050 | REFRIGERATED, 50 CFM, 3/4", 115V | 1795 | 1436 | #N/A
RST-0060 | REFRIGERATED, 60 CFM, 3/4", 115V | 1995 | 1596 | #N/A
RST-1003071 | BRACKETS,WALL MOUNT FOR RST DRYER | 154.44 | 154.44 | #N/A
TDA-25 | 1/2 DRAIN PORT ADAPTOR | 24.99 | 19.99 | #N/A
TMR-0011 | KIT, TIMER PANEL, SCREW AND GASKET | 48.49 | 38.79 | #N/A
TMR-1003 | KIT, DIGITAL TIMER PANEL, SCREW AND GASKET | 48.49 | 38.79 | #N/A
TMR-1238 | KIT, TIMER PANEL (1/8" DRAINS), SCREW AND GASKET | 48.49 | 38.79 | #N/A
TMR-1310 | KIT, TIMER PANEL, SCREW AND GASKET | 48.49 | 38.79 | #N/A
TMR-995959 | KIT, TIMER PANEL, DIGITAL 99:59:59, SCREW AND GASKET | 54.97 | 43.98 | #N/A
WMD-1 | Wall Mounting Device For 1/4", 3/8"And 1/2" NPT Filters | 59.47 | 47.58 | #N/A
WMD-2 | Wall Mounting Device For 3/4", 1"And 1 1/4" NPT Filters | 94.47 | 75.57 | #N/A
WMD-3 | Wall Mounting Device For 1 1/4"And 1 1/2" NPT Filters | 114.47 | 91.58 | #N/A
WMD-4 | Wall Mounting Device For 2" NPT Filters | 129.47 | 103.58 | #N/A
WMD-5 | Wall Mounting Device For 3"NPT Filters | 159.47 | 127.58 | #N/A